## START HERE
O
Part 9 Bracing Calculator (No Scripts)
For Design, Compliance and Construction
START HERE
Introduction
Welcome to the Part 9 Bracing Calculator - No Scripts! This type has had the Google Apps Script removed, providing easier access for local government and Excel-based users. This tool has been created and developed to help all building code users navigate Subsection 9.23.13 of the 2024 BC Building Code. If you are new user, we recommend you to view the video to the right, and follow along on how to navigate through the tool. Please note that this is just an interim demo for this tool (based on a pervious version), additional tutorials are available at part9bracing.ca/tutorials. A new plan review checklist has recently been posted to part9bracing.ca/resources. If you have any feedback or would like to report an issue, please reach out to info@part9bracing.ca.
https://youtu.be/_qU4_UqRsGE?si=HO1fsNIR6KqJDxoX
Disclaimer
The Part 9 Bracing Calculator is a reference tool designed to assist in understanding and applying lateral bracing requirements under the 2024 BC Building Code (Part 9). This tool is not an official building code document and does not replace the need for professional judgment, site-specific engineering, or approval from the local authority having jurisdiction. The developer assumes no liability for any errors, omissions, or consequences arising from the use of this tool. Users accept full responsibility for how the tool is applied and how its outputs are interpreted. Always confirm results with a qualified professional and your local building authority. By using this tool, you agree to the accompanying Privacy Policy and Terms of Use.
Version Information - For most up-to-date information, please visit part9bracing.ca
| Current Version: | beta_1.043
| Last Update: | March 8th, 2026
| Version History: | Version History
| Building Code Dataset: | BCBC2024
| Last Building Code Update: | June 16th, 2025 (Rev6)
<End of Sheet START HERE>

## Legal
O
| Part 9 Bracing Calculator (No Scripts) | beta_1.043
For Design, Compliance and Construction
Legal
For full details visit part9bracing.ca/legal
Disclaimer
Last Updated: April 10, 2025 The Part 9 Bracing Calculator is a reference tool intended to aid understanding and application of lateral bracing requirements under the BC Building Code (Part 9). It is not an official building code document. It does not replace the need for professional advice, site-specific engineering, or confirmation from your local authority having jurisdiction. The developer assumes no liability for any errors, omissions, or outcomes resulting from the use of this tool. Users accept full responsibility for how the tool is used and how its outputs are interpreted. Always verify results with a qualified professional and your local building authority.
Terms of Use
Last Updated: May 15, 2025 By using the Part 9 Bracing Calculator, you agree to the following terms: Use at Your Own Risk This calculator is provided as-is, free of charge, for informational purposes only. It is not a substitute for professional advice, official interpretation, or engineering judgment. No Guarantee of Accuracy While every effort has been made to ensure the tool is helpful and informed by code references, no warranty is given regarding the completeness, accuracy, or applicability of the results. Responsibility Remains with the User You are solely responsible for verifying all results and ensuring compliance with applicable building codes, bylaws, and regulatory requirements. Always consult with your local authority having jurisdiction (AHJ). Use of Scripts and Services Internal scripts provide interface support and automation within your spreadsheet, including navigation buttons, sheet visibility controls, print filters, and calculations. These scripts run entirely within your personal copy and do not collect or transmit any personal data. An optional version-checking feature, located on the START HERE sheet, reads a public file to help you stay informed about updates. This check is one-way and does not send any information from your sheet. External data services (OpenStreetMap/Nominatim, Google Maps, Natural Resources Canada Seismic Hazard Tool, and GeoGratis GeoNames service) are used only through user-initiated tools within the (A-2) C2 & C3 Generator sheet. These services may collect information in accordance with their own privacy policies. No data is sent from your sheet to these services beyond what is required to retrieve location or seismic hazard results. Permitted Use You are welcome to use and adapt this tool for personal or professional use, including by municipalities, government officials, designers, or code professionals. Use within an educational or institutional setting such as classrooms, training sessions, or workshops is permitted only for individual learning. Any formal instructional use, including distribution to students or participants, incorporation into course materials, or use in presentations, requires prior consent from the developer. Redistribution or commercial resale without permission is not allowed. Sharing To ensure users have access to the most accurate and up-to-date version of the tool, please share only the official website link: part9bracing.ca. Do not share or circulate direct copies of the calculator file, including modified versions. This helps prevent outdated or altered files from being distributed without context or support. You may not repost, republish, or redistribute this tool (or any modified version of it) through websites, shared drives, course platforms, institutional repositories, or other networks without express written permission from the developer. Internal adaptation for personal use or within a single organization (e.g., a municipality or firm) is permitted, but must not be shared externally. Use in group instruction or formal training settings—whether free or paid—also requires prior consent, even if the tool is shared privately among participants. Always credit the original source and refer others to the official site. Third-Party Libraries and Attribution This tool makes use of the following open and public resources: Leaflet.js – BSD 2-Clause License Leaflet Color Markers – MIT License OpenStreetMap and Nominatim Geocoder – Open Database License (ODbL), © OpenStreetMap contributors GeoGratis GeoNames Service – Open Government Licence – Canada Natural Resources Canada Seismic Hazard Tool (NRCAN GraphQL API) – Open Government Licence – Canada These tools are used in accordance with their respective licenses. No modifications have been made to these services beyond integrating them into user-initiated features in the calculator. Attribution is included within the tool and its documentation. Non-Acceptance If you do not agree to these terms, you are not permitted to access, use, reproduce, or distribute the Part 9 Bracing Calculator or any of its outputs. Please close the tool and refer others to the official source at part9bracing.ca. Right to Modify The developer may update these Terms of Use from time to time. The most current version is included in the latest version of the calculator. A version tracking feature is provided within the tool to help users identify updates, but its use is optional. Terms apply as written in the version of the calculator you are using. Users are encouraged to check for the latest version periodically to benefit from improvements and updated terms.
Privacy Policy
Last Updated: May 15, 2025 The Part 9 Bracing Calculator is a Google Sheets-based tool designed to assist with interpreting building code requirements for lateral bracing. Once copied, the calculator operates entirely within your own Google Drive. The developer does not collect or access any user data. Script Behaviour and User Data Internal scripts provide interface support and automation within your spreadsheet, including navigation buttons, sheet visibility controls, print filters, and calculations. These scripts run entirely within your personal copy and do not collect or transmit any personal data. An optional version-checking feature, located on the START HERE sheet, reads a public file to help you stay informed about updates. This check is one-way and does not send any information from your sheet. All scripts are fully visible and editable in your personal copy of the calculator under Extensions > Apps Script. You are free to review, modify, or disable any script functionality according to your own needs. If you prefer not to use any scripts, a non-scripted version of the calculator is available. This version does not include interactive features but still provides the same core data and building code references in a static format. Please contact the developer for details. External Services Certain features in the tool allow users to fetch data from external sources, such as: OpenStreetMap / Nominatim – used to retrieve coordinates for typed addresses GeoGratis (GeoNames Service) – used to match Canadian city names to geographic coordinates Natural Resources Canada Seismic Hazard Tool – used to retrieve site-specific seismic values via public API These external services may collect information such as IP address, query content, or browser headers in accordance with their own privacy policies. No personal information is transmitted from your calculator to these services other than what you manually input (e.g., a city name or address for lookup purposes). Email Sign-Ups and Communication If you choose to register for a live training session, your name, email address, organization, and session selections are stored solely for the purpose of delivering calendar invitations, meeting links, and optional reminders. You may optionally choose to receive future updates about the Part 9 Bracing Calculator. If selected, your email address is used only for that purpose and never shared or sold. You can unsubscribe from future updates at any time by completing the unsubscribe form at: https://part9bracing.ca/unsubscribe, or by emailing info@part9bracing.ca with the subject line "Unsubscribe". Unsubscribed users will no longer receive optional communications but may still receive confirmation or reminder emails for sessions they have registered to attend. Right to Modify The developer may update this Privacy Policy from time to time. The most current version is included in the latest version of the calculator. A version tracking feature is provided within the tool to help users identify updates, but its use is optional. Terms apply as written in the version of the calculator you are using. Users are encouraged to check for the latest version periodically to benefit from improvements and updated terms.
Credits
Last Updated: May 15, 2025 The Part 9 Bracing Calculator incorporates publicly available data, APIs, and open-source libraries. The following resources have been used under their respective licenses or public use policies. The developer gratefully acknowledges their contribution to making this tool accessible and functional: Mapping and Geolocation OpenStreetMap Contributors- Provide the base map tiles and geodata used for mapping and address lookup Licensed under the Open Database License (ODbL), © OpenStreetMap contributors. Nominatim Geocoder - Performs address-to-coordinate lookups using OpenStreetMap data. Also covered by the ODbL license and subject to usage limits. GeoGratis/GeoNames Service – Natural Resources Canada - Official location data for Canadian communities. Used under the Open Government Licence – Canada. Seismic Hazard Data Natural Resources Canada Seismic Hazard Tool (NRCAN GraphQL API) Provides 2020 National Building Code (NBC) seismic hazard values based on user-selected site classes and coordinates. Used under the Open Government Licence – Canada. Mapping Libraries Leaflet.js An open-source JavaScript library for interactive maps. BSD 2-Clause License Leaflet Color Markers Custom map marker icons. MIT License These external services are used only when initiated by the user and do not collect personal data from the tool itself. Attribution is included here and where appropriate within the tool interface. If you represent one of these services and have additional attribution requirements, please contact the developer at info@part9bracing.ca.
<End of Sheet Legal>

## Index
Part 9 Bracing Calculator (No Scripts) |  | beta_1.043
For Design, Compliance and Construction
Index
Index
Administrative Sheets
START HERE
Legal
Index | Primary navigation page, with links to all user facing sheets.
ReadMe | Hidden - (UNDER CONSTRUCTION)
GlossaryData/Discovery Mode | Hidden - (UNDER CONSTRUCTION)
Print Dashboard | (REMOVED FOR No Scripts VERSION)
User Inputs
(I-1) General | General inputs page.
(I-2) Bands | Bands inputs page.
(I-3) Design & Feedback | Band specific design inputs page.
(I-4) Length Compliance | User inputs to demonstrate compliance with minimum bracing length
Reports
(R-1) Unadjusted Lengths Calcs | Demonstration of unadjusted lengths calculations
(R-2) Adjusted Lengths (Tables) | Demonstration of unadjusted lengths calculations
(R-3) Adjusted Lengths (Alt.) | Demonstration of unadjusted lengths calculations
(R-4) Construction (Part 1) | User inputs and table of construction requirements
(R-4a) Construction (Part 2) | Table of construction requirements
(R-5) Comparison | Hidden - Comparison analysis of Calculation Methods
(R-6) Dbl Top Plates Nailing | Hidden - Demonstration of top plate nailing calculations
(M-1) Adjustment Factors | Table of K Factors
(M-2) Compliance Matrix | Table of compliance pathways and trigger points
(D-1) ASCII Report | (REMOVED FOR No Scripts VERSION)
Appendix Calculators
(A-1) Custom Climate | User inputs for custom climate data
(A-2) C2 & C3 Generator | (REMOVED FOR No Scripts VERSION)
(A-2a) Smax Report | (REMOVED FOR No Scripts VERSION)
BCBC References
(BCBC) Unadjusted Lengths (W) | Consolidated code tables used in calculations
(BCBC) Unadjusted Lengths (S) | Consolidated code tables used in calculations
<End of Sheet Index>

## ReadMe (hidden)
O
| Part 9 Bracing Calculator | [5 empty] | beta_1.043
For Design, Compliance and Construction
Read Me (UNDER CONSTRUCTION)
| Line | Sheet Name | Prompt/Field Name | Instruction | Description/Commentary | Calculation Impacts | BCBC 2024 References
| 0 | ReadMe |  |  | This sheet is used to list ReadMe commentary | None.
| I-1.00 | (I-1) General | N/A | N/A | This sheet is the first step in the calculator tool. User to navigate from top to bottom following guidance. As the user enters details from the top down, the calculator will provide intereactive feedback adn begin to populate other areas of the calculations. | N/A
|  | (I-1) General | Administrative Information | N/A | This section contains all the administrative inputs required by the user. | None. Administrative function only. Entries here will populate throughout other sheets/reports so that a set of calculations can be coordinated.
|  | (I-1) General | Address | Entry required | Administrative input. | None. Administrative function only. Entries here will populate throughout other sheets/reports so that a set of calculations can be coordinated.
|  |  | Permit/File/Reference Number | Entry required | Administrative input. | None. Administrative function only. Entries here will populate throughout other sheets/reports so that a set of calculations can be coordinated.
|  |  | Calculations Completed by (Name) | Entry required | Administrative input. | None. Administrative function only. Entries here will populate throughout other sheets/reports so that a set of calculations can be coordinated.
|  |  | Calculations Completed by (Contact Information) | Entry required | Administrative input. | None. Administrative function only. Entries here will populate throughout other sheets/reports so that a set of calculations can be coordinated.
|  | (I-1) General | Site and Environmental Conditions | N/A | This section contains all the site and Location information required by the user for the calculator to retireve respective values through BCBC Appendix C-2 and C-3. | N/A
| 1.01 | (I-1) General | Site Design Location (see hover note) | Entry required | Calculator uses entry to query BCBC for site location specific climate and seismic data. If your location is not returned, or if your jurisdiction provides climate specific direction to code users differnent from the BCBC (eg increased snow loads for mountainous areas), you will need to enter this information into the calculator in the <Custom Location> field at the top of the “Climate/Seismic Data” work sheet to customize the calculator. See ReadMe Line Number 002? If you live in one of these juristictions, please reach out to have your juristiction details added to the Master file. | Sets regional climate and seismic risk values. | Appendix C
| 1.02 | (I-1) General | Site Class | Entry required | Results of this entry will populate calculator with site specific climate and seismic data derived from Appendix C. | Assigns a site specific seismic risk value, Smax, to calculations. Selection of a Site Class of other than Unknown alerts the user that a professional is required to make the Site Class determination.
| 1.03 | (I-1) General | Site Exposure | Entry required | Rough terrain is suburban, urban, or wooded terrain extending upwind from the building uninterrupted for at least 1 km. Open terrain is level terrain with only scattered trees, buildings or other obstructions, open water or shorelines. | This input factors the bracing length calculation for site specific wind conditions. Open terrain produces higher lateral forces on a building, and hence requires a higher level of resitance (ie bracing), when compared to rough terrain.
| 1.03 | (I-1) General | Specified Snow Load (kPa) | Calculated | Specified Snow Load calculated based on Location. For simplicity, calculator conservatively assumes for roof widths greater than 4.3m only.
| 1.04 | (I-1) General | HWP (1/50) | Calculated | Hourly-Wind-Pressure value recalled from code tables based on Site Location.
| 1.05 | (I-1) General | HWP Range Identifier | Calculated | Bracketed table reference based on HWP (1/50).
| 1.06 | (I-1) General | Smax | Calculated | Smax value recalled from code tables based on Site Location and Site Class. If the user is in a Location not identified, please use custom location feature.
| 1.07 | (I-1) General | Smax Range Identifier | Calculated | Bracketed code table reference based on Smax.
| 1.09 | (I-1) General | Design Parameters - Overall Building | N/A | This sectino provides for high level inputs to inform the layout of teh calcualtor and feedback tot eh code compliance matrix.
|  |  | Weight of Construction | Entry required | This entry relates to the building overall. For example, if any Storey for Bracgin exceeds the values of Normal Weight constructino, this entry cannot be Normal Weight Construction | This input relays information to the Code Compliance Matrix, but does not affect the calculations. Additonal details are reqiured by the user (on a per Braced Storey basis) later in the calculator. The intention here is to gather highlevel input so the calculator can function and be laid out appropriately down the correct code pathway.
|  |  | Sheathing Continuity | Entry required | This entry relates to the building overall. For example, if any Band on any Storey for Bracgin uses intermittent sheathing, this entry cannot be continuous sheathing.
|  |  | Number of wood-framed floors? | Entry required | Select number of wood-framed floors | impacts on code pathway and number of Storeys for Bracing.
|  |  | Foundation Type | Entry required | Select foundation type. User are given two options, Slab on Grade, or Basement/Crawlspace. Review view for brakedown of definiitnos. The inte | This selection informs the calculator on teh potential for Basement/Crawlspace designed not as a Braced Storey.
|  |  | Describe exterior walls supporting lowest wood-framed floor: | Entry possibly required, based on previous entries. | If the above line is selected as Basement/Crawlspace, the user is queried about how the frist wood-framed floor is supported at the exterior. With designs where the first wood-framed floor is supported en. Three options are presented to help inform the calculator of potential code pathwasy, relaxations and exemptions.
|  |  | Maximum height of exterior and interior wood-framed walls supporting lowest wood-framed floor? | Entry possibly required, based on previous entries. | If the above line is selected as soemthing other than full height foundation walls, the users is asked about the wood-framed walls supporting the first wood-framed floor.
|  |  | Maximum length of exterior and interior wood-framed walls supporting lowest wood-framed floor? | Entry possibly required, based on previous entries. | If line two above is selectd as somethign other than full height foudntaino alls, the user is asked about eh wood-frame dwalls supporting the first wood-framed floor.
|  |  | Is a Basement/Crawlspace required to be designed as a Braced Storey? | Calculated | Calulator feedback based on the code requirements of the entries aobve in lines ??? | There are limitations on the extents of Part 9 lateral bracing to 3 Storeys for Bracing. Designating the Basement/Crawls[ace as a Braced Storey may restrict some building forms. Cripple walls are typically required to have 20% more bracing than the Braced Storey that they support, so there may be some advantages (ie reduced amout of total bracing length) by designating the Basement/Crawlspace as a Braced Storey. Users should experiment with what approach works best for their design and construction needs.
|  |  | Designate Basement/Crawlspace as a Braced Storey? | Entry possibly required, based on previous entries. | If the answer to the line above is "No", the user is given to designate the Basement/Crawlspace in their design as a Braced Storey (per... ) in . That is, the Relaxation for cripple walls will be overridden in the calculator, and the Basement/Crawlspace will be designed as a Braced Storey. | There are limitations on the extents of Part 9 lateral bracing to 3 Storeys for Bracing. Designating the Basement/Crawls[ace as a Braced Storey may restrict some building forms. Cripple walls are typically required to have 20% more bracing than the Braced Storey that they support, so there may be some advantages (ie reduced amout of total bracing length) by designating the Basement/Crawlspace as a Braced Storey. Users should experiment with what approach works best for their design and construction needs.
|  |  | Design Parameters by Braced Storey | N/A
|  |  | For Braced Storey with walls supporting a Roof only | N/A | Identifies the Braced Storey requireing the input from the user.
|  |  | Building Plan Dimension (along Horizontal Axis) | Entry required | This represents the horizontal orthogonal plan dimension (side to side typically of a building plan), based on the buildings furthest orthogonal extents, for all Storeys for Bracing. This measurement does not including open, single level decks, or exemptions utilized through Additional System Considerations. Further consideration will be giiven later in the calculator for building plan dimensions on each Braced Storey.
|  |  | Building Plan Dimension (along Vertical Axis) | Entry required | This represents the horizontal orthogonal plan dimension (side to side typically of a building plan), based on the buildings furthest orthogonal extents, for all Storeys for Bracing. This measurement does not including open, single level decks, or exemptions utilized through Additional System Considerations. Further consideration will be giiven later in the calculator for building plan dimensions on each Braced Storey.
|  |  | Eave-to-Ridge Roof Height | Entry required | Measured from the top of the wall plates on the upper most storey to the top of the highest roof elevation.
|  |  | Weight of Construction of Braced Storey | Entry required
|  |  | For Braced Storey with walls supporting a Roof plus 1 Floor | N/A
|  |  | Building Plan Dimension (along Horizontal Axis) | Entry required
|  |  | Building Plan Dimension (along Vertical Axis) | Entry required
|  |  | Weight of Construction of Braced Storey | Entry required
|  |  | For Braced Storey with walls supporting a Roof plus 2 Floors | N/A
|  |  | Building Plan Dimension (along Horizontal Axis) | Entry required
|  |  | Building Plan Dimension (along Vertical Axis) | Entry required
|  |  | Weight of Construction of Braced Storey | Entry required
|  |  | For Basement/Crawlspace designed as a Relaxed Braced Storey | N/A
|  |  | With concrete foundation walls, extending to the underside of the first wood-framed floor, around the exterior | N/A
|  |  | Building Plan Dimension (along Horizontal Axis) | Entry required
|  |  | Building Plan Dimension (along Vertical Axis) | Entry required
For Basement/Crawlspace designed as a Relaxed Braced Storey
With cripple walls, or cripple walls and stepped concrete foundation walls, extending to the underside of the first wood-framed floor, around the exterior and interior
Building Plan Dimension (along Horizontal Axis)
Building Plan Dimension (along Vertical Axis)
Braced Storeys and Relaxed Braced Storeys Matrix
Braced Storeys above Foundation
Basement/Crawlspace interior wood-framed walls designed as a Relaxed Braced Storey
Basement/Crawlspace exterior framed (cripple walls) designed as a Relaxed Braced Storey
Basement/Crawlspace as a Braced Storey
Total Braced Storeys
Number of wood-framed floors supported by lowest exterior wood-framed walls?
#ERROR!
Compliance Pathway Report
Is Part 9 Simplified Approach permitted?
Is Part 9 Calculation Method (Tables) permitted?
Is Part 9 Calculation Method (Alternative) permitted?
Are Part 9 Foundation Cripple Walls permitted?
Are Part 9 Additional System Considerations permitted?
Code Matrix Link
solar panels. this is a simple yes no for inclusion of solar panels on roof. this is a singular erntrace for heavy weight construction on the uppermost floor supporting roof. this relates to teh construction weight and will likely be removed if i inclded normal + solar panels in the construction weight options
| 1.16 | (I-1) General | #ERROR! | Default. | This selction provides general instruction to the caluclator to assume all BWBs as a particular sheathing type. Generally, this is associated with the exterior walls, but consideration should and can also be made for the interior. The calculator provides oppportunity later in the sytem for band specific allocation of sheathing type if neccessary. Thisis placed here at the beginning, as for typicall construction we are dealing predominantly with the exterior walls with this consideration. For the building official, there is opportunity to review later also.
| 1.17 |  | Weight of Construction | User entry required. | weight of construction is complicated and requires a significant level of user spfisticatino and inputs. as such this calculator is limited to normal weight construction, and normal weight constructino plus solar panels only.
| 1.18 |  | Sheathing Continuity | User entry required.
| 1.19 |  | Number of wood-framed floors? | User entry required.
| 1.2 |  | Foundation Type | User entry required.
| 1.21 |  | Describe exterior walls supporting lowest wood-framed floor: | User entry may be required. | If Basement/Crawlspace is selected as the Foundation Design, p
| 1.22 |  | Maximum height of exterior and interior wood-framed walls supporting lowest wood-framed floor? | User entry may be required. | User to consider all exterior wood-framed walls. Note the longest stud out of any of the exterior walls, and answer the question based on the wall heigh at that point.
| 1.23 |  | Maximum length of exterior and interior wood-framed walls supporting lowest wood-framed floor? | User entry may be required. | User to consider all exterior wood-framed walls supporting the lowest wood-framed floor.
| 1.24 |  | Is a Basement/Crawlspace required to be designed as a Braced Storey? | Calculated based on user entries.
| 1.25 |  | Designate Basement/Crawlspace as a Braced Storey? | User entry may be required. | The BCBC provides the option to designers to designate their Basement/Crawlspace as a Braced Storey in their design. This question provides users with that option once it is determined that their proposed design is permitted to be designed not as a Braced Storey.
1.26
| 1.27 |  | Braced Storeys and Relaxed Braced Storeys Matrix | N/A | This matrix provides a list of details, based on the previsous user entries, that the calculator relies on for determing what entries are required on the next sheets.
| 1.28 |  | Braced Storeys above Foundation | Calculated based on user entries.
|  |  | Basement/Crawlspace interior wood-framed walls designed as a Relaxed Braced Storey | Calculated based on user entries.
|  |  | Basement/Crawlspace exterior framed (cripple walls) designed as a Relaxed Braced Storey | Calculated based on user entries.
|  |  | Basement/Crawlspace as a Braced Storey | Calculated based on user entries.
|  |  | Total Braced Storeys | Calculated based on user entries.
| 3.01 |  | Number of wood-framed floors supported by lowest exterior wood-framed walls? | Calculated based on user entries. |  | if you have a mixed braced wall band, with a mixture of panels. this selection should be the most restrictive material. braced wall bands can mix panel materials if designed to the most restrictive Reference Framing Type. | bcbc
#ERROR!
|  |  | Compliance Pathway Report | N/A | A short preliminary report to help designers recognise possible code pathways based on their previous inputs.
|  |  | Is Part 9 Simplified Approach permitted? | Calculated based on user entries. | Although this calculator is based on the Calculation Method, the result is given here for designers if they wish to pursue compliance through the Simplified Method.
|  |  | Is Part 9 Calculation Method (Tables) permitted? | Calculated based on user entries. | Provides feedback if professionally designed lateral bracing system is required.
|  |  | Are Part 9 Additional System Considerations permitted? | Calculated based on user entries. | Provides feedback if Additional System Considerations, are permitted to be used in the design. The answer to this
N/A
|  |  |  | Link | Link to Code Pathway Report Matrix worksheet.

## GlossaryData (hidden)
Sheet Name | Cell | Title | Teir 2 | Hover Summary | Description | Impact | Code Reference | Tutorial | Cross Reference #1 | Cross Reference #2 | Cross Reference #3 | Cross Reference #4
(I-1) General | G5 | Sheet (I-1): Inputs - General |  |  |  |  | 9.23.13.4.6.6 | https://youtu.be/example1 | Administrative Information | Site and Environmental Conditions | Design Parameters - Overall Building | Design Parameters by Braced Storey
(I-1) General | G6 | Administrative Information |  |  |  |  | 9.23.13.4.6.6 | https://youtu.be/example2 | Address | Permit/File/Reference Number | Calculations Completed by (Name) | Calculations Completed by (Contact Information)
(I-1) General | G7 | Address |  |  | Enter address of project site | Administrative only, no impact on calculations
(I-1) General | G8 | Permit/File/Reference Number |  |  | Enter File Reference Number | Administrative only, no impact on calculations. Field will auto-populate into footer of each sheet.
(I-1) General | G9 | Calculations Completed by (Name) |  |  | Enter Name of User | Administrative only, no impact on calculations. Field will auto-populate into footer of each sheet.
(I-1) General | G10 | Calculations Completed by (Contact Information) |  |  | Enter Email contact of User | Administrative only, no impact on calculations. Field will auto-populate into footer of each sheet.
(I-1) General | G12 | Site and Environmental Conditions
(I-1) General | G13 | Site Design Location (see hover note) |  |  | If your project site is in a location listed in Appendix C of the BCBC, select from this list. If your project site is not in a location listed in Appendix C, or your AHJ stipulates climatic and seismic design values that differ from those of Appendix C, select Custom Location. | For locations listed in Appendix C of the BCBC, this selection of location automates the selection of climatic and seismic design values to be used in the calculations. You will see some of these values populate in the cells below your selection. |  |  | Site Class | Specified Snow Load (kPa) | HWP (1/50) | Smax
(I-1) General | G14 | Site Class |  | the ground beneah your feet | Select Site Class. If you do not know your Site Class, select Unknown. For Site Class selections other than Unknown, a professional is required. |  |  |  | Smax | Smax Range Identifier
A, B, C, D or E
Unknown
(I-1) General | G15 | Site Exposure |  | affects wind, needs AHJ to confirm in some cases. big impact on measurements | Select Site Exposure. Confirm with your AHJ if | Selection affects bracing desing requirements for wind forces, directly through the K(W)exposure factor. This factor is 1 for Rough Terrain, and 1.4 for Open Terrain. With all other factors being equal, bracing lengths will be 40% greater for Open Terrain.
Rough Terrain
Open Terrain
(I-1) General | G16 | Specified Snow Load (kPa) |  | Code Refernece
(I-1) General | G17 | HWP (1/50) |  | Code Refernece |  |  |  |  | Site Exposure
(I-1) General | G18 | HWP Range Identifier |  | Code Refernece, but is impacted by Site Class
(I-1) General | G19 | Smax |  | Code Reference based on Smax | Seismic Parameter based on Location and Site Class. If you are using a Location in the BCBC Appendix
(I-1) General | G20 | Smax Range Identifier |  | Code Table Reference based on Smax | The Calculation Method (Tables) brackets Smax values
Design Parameters - Overall Building
Weight of Construction
Normal
Heavy
Sheathing Continuity
Continuous
Intermittent
Continuous/Intermittent
Number of wood-framed floors?
Foundation Type
Slab
B/CS
Describe exterior walls supporting lowest wood-framed floor:
full height
crippl
criple and fdn
Maximum height of exterior and interior wood-framed walls supporting lowest wood-framed floor?
Maximum length of exterior and interior wood-framed walls supporting lowest wood-framed floor?
Is a Basement/Crawlspace required to be designed as a Braced Storey?
Designate Basement/Crawlspace as a Braced Storey?
Design Parameters by Braced Storey
For Braced Storey with walls supporting a Roof only
Building Plan Dimension (along Horizontal Axis)
Building Plan Dimension (along Vertical Axis)
Eave-to-Ridge Roof Height
Weight of Construction of Braced Storey
For Braced Storey with walls supporting a Roof plus 1 Floor
Building Plan Dimension (along Horizontal Axis)
Building Plan Dimension (along Vertical Axis)
Weight of Construction of Braced Storey
For Braced Storey with walls supporting a Roof plus 2 Floors
Building Plan Dimension (along Horizontal Axis)
Building Plan Dimension (along Vertical Axis)
Weight of Construction of Braced Storey
For Basement/Crawlspace designed as a Relaxed Braced Storey
With concrete foundation walls, extending to the underside of the first wood-framed floor, around the exterior
Building Plan Dimension (along Horizontal Axis)
Building Plan Dimension (along Vertical Axis)
For Basement/Crawlspace designed as a Relaxed Braced Storey
With cripple walls, or cripple walls and stepped concrete foundation walls, extending to the underside of the first wood-framed floor, around the exterior and interior
Building Plan Dimension (along Horizontal Axis)
Building Plan Dimension (along Vertical Axis)
Braced Storeys and Relaxed Braced Storeys Matrix
Braced Storeys above Foundation
Basement/Crawlspace interior wood-framed walls designed as a Relaxed Braced Storey
Basement/Crawlspace exterior framed (cripple walls) designed as a Relaxed Braced Storey
Basement/Crawlspace as a Braced Storey
Total Braced Storeys
Number of wood-framed floors supported by lowest exterior wood-framed walls?
Compliance Pathway Report
Is Part 9 Simplified Approach permitted?
Is Part 9 Calculation Method (Tables) permitted?
Is Part 9 Calculation Method (Alternative) permitted?
Are Part 9 Foundation Cripple Walls permitted?
Are Part 9 Additional System Considerations permitted?
Code Matrix Link

## (DM) GuidedTour (hidden)
SheetName | StepID | InstructionTitle | InstructionText | ForwardLink | BackLink | SidebarLinks | NextSheetLink
START HERE | 1 | Welcome to the Guided Tour | This step-by-step guide walks you through the Part 9 Bracing Calculator, from basic inputs to permit-ready reports. You’re on the START HERE sheet. This sheet includes: • The Disclaimer • Launch Calculator button • Version Information, including a Check Version History button – check this regularly to stay up to date. When you're ready, click Launch Calculator to begin.
(I-1) General | 1 | Calculator Now Active – General Guidance | The Part 9 Bracing Calculator has now launched, and all sheets have been populated as tabs at the bottom of the page. You'll notice in the launch that you've been automatically positioned on the (I-1) General sheet — the starting point for entering your project inputs. This Guided Tour will walk you through the calculator step by step - use the Next and Back buttons to navigate. | (I-1) General/2
(I-1) General | 2 | Navigating the User Interface | To get the most out of the Part 9 Bracing Calculator, keep these tips in mind with the user interface: • Purple Cell = Input required • Green Cell = Completed selection • Blue Cell = Calculator results • Grey Cell = No input required • Red Cell = Error • To protect the function of the calculator, some cells in the sheet are protected. The calculator will show a prompt if you try and edit them. • Navigation flows top-to-bottom, left-to-right, through all the input sheets, and the inputs in preceeding cells dictate the options for those following. While you're learning the tool, it's recommended to follow this Guided Tour and go step by step through the sheets. • Action buttons are used throughout the tool to automate processes, and are generally clearly labelled for their intended action. •Toggle Filter buttons are used to simplify your view. Toggle Filter will hide/unhide the rows that are not required for your calculation. QUICK TROUBLE SHOOTING TIP: If the buttons look misplaced on your sheet, switch back and forth to another sheet using the tabs at the bottom of the page - this usually resets the buttons to the correct position. | (I-1) General/3 | (I-1) General/1
(I-1) General | 3 | Three Core Input Sheets | This Guided Tour will focus on the three main user input sheets: • (I-1) General — For project, climate/seismic, and high level building design inputs • (I-2) Bands — For Band layout for each Braced Storey • (I-3) Design & Feedback — For Band specific construction details, and calculation results These three sheets are the foundation of your bracing calculation, but just the start of the Part 9 Bracing Calculator! Once you're confident with these input sheets, we'll look into how to get more out of the tool. | (I-1) General/4 | (I-1) General/2
(I-1) General | 4 | Design Understanding Required | The Part 9 Bracing Calculator assumes a general level of Part 9 lateral bracing literacy by the user. This tool also uses some terms, that are not part of the general code lexicon, to describe certain elements of lateral bracing design and systems, and help improve user understanding, and processing logic. Development of an FAQ and integrated glossary is forthcoming. | (I-1) General/5 | (I-1) General/3
(I-1) General | 5 | Begin Walkthrough | You’re ready to begin! Press Next to start working through the (I-1) General sheet. | (I-1) General/6 | (I-1) General/4
(I-1) General | 6 | Overview: (I-1) General | This sheet sets the foundation for the entire Part 9 Bracing Calculator. It gathers key information about the project site, environmental conditions, and overall design assumptions. Follow the inputs step by step — each section builds on the last. | (I-1) General/7 | (I-1) General/5
(I-1) General | 7 | Administrative Information | • Enter the project's basic administrative details, including address, a reference number, and the contact information of who is completing the calculations. These fields do not affect any calculations, however, they will appear in the footers or all printed outputs. | (I-1) General/8 | (I-1) General/6
(I-1) General | 8 | Site and Environmental Conditions | • Select your project Design Location. Locations on this list automatically import all BCBC Appendix C-2 and C-3 data associated with that Design Location. To use a differnt source, or enter manual climate/seismic design data, select Custom Location. • Select Site Class. Any selection other than 'Unknown' should be supported through detmination by a qualified professional. Site Class provides for a site specific modulation to regional seismic hazard values. • Select Site Exposure. Site Exposure provides for site specific modulation to regional wind hazard values. Follow the previous three inputs, the calculator generates outputs for climate and seismic design values, including their corresponding BCBC range references. These values are critical to all downstream bracing calculations. | (I-1) General/9 | (I-1) General/7
(I-1) General | 9 | Design Parameters - Overall Building | This section defines overall design charactistics of the building, and is used to determine which compliance paths are availble in your design, in it's given Design Location. • Select Weight of Construction. As this section relates to the overall building, if selecting Normal Weight Construction, all Braced Storeys are to be of Normal Weight Construction. Note that Weight of Construction is addressed per Braced Storey at later sections of the calculator . • Select Sheathing Continuity. As this section relates to the overall building, if seleting Continuously Sheathed, all Bands in all Braced Storeys are to be Continuously Sheathed. Note that Sheathing Continuity is addressed per Band at later sections of the calculatior. • Select the number of wood-framed floors and Foundation Type. Based on your inputs, the calculator determines how many Braced Storeys are present — and if a Relaxed Braced Storey may be permitted. Selection of Slab-On-Grade will grey out downstream fields to streamline your workflow. | (I-1) General/10 | (I-1) General/8 | Braced Storey vs Relaxed Braced Storey
(I-1) General | 10 | Design Parameters - Overall Building | If you’ve selected Basement/Crawlspace, as your Foundation Type, the calculator requires further clarification on the design to determine whether the Basement/Crawlspace qualifies as a Relaxed Braced Storey. • Select how the first wood-framed floor is supported. Selection of Foudnation Walls to teh underside of the floor will grey out downstream fields to streamline your workflow. • Select the height of the wood framed walls, and the length of the wood framed walls supporting the first wood-framed floor. • Finally, if your Basement/Crawlspace qualifies as a Relaxed Braced Storey, select if you wish to designate it as a Braced Storey. | (I-1) General/11 | (I-1) General/9
(I-1) General | 11 | Design Parameters by Braced Storey | This section defines building design characteristics for each Braced Storey, and Relaxed Braced Storey (if applicable). • Input horizontal and vertical plan dimensions, in feet and inches, and the Weight of Construction, for each Braced Storey. • Input Eave-to-Ridge roof height on the Braced Storey supporting Roof only. Note that the calculator provides feedback in the adjacent section (to the right of the inputs) on whether Additional System Considerations are permitted, based on earlier site and design values. Some Additional System Considerations can affect how buiding plan dimensions are determined. | (I-1) General/12 | (I-1) General/10
(I-1) General | 12 | Compliance Pathway Report | At the bottom of I1, the calculator displays a summary of which code pathways are available to you. This includes Simplified, Tables, and Alternative Methods, plus options like Foundation Cripple Walls and Additional System Considerations. A live status indicator updates as you change inputs. This gives you an early read on whether your design is on track to remain within Part 9. | (I-1) General/13 | (I-1) General/11
(I-1) General | 13 | Compliance Pathway Matrix | Click the matrix button to jump to a visual summary of your project’s status across all code pathways. The matrix displays site + building conditions across the top and code triggers on the left. Green cells mean compliant. Red cells mean the design has exceeded that trigger. Use this to modify your design for maximum efficiency and clarity when preparing submissions. |  | (I-1) General/12 |  | (I-2) Bands
(I-2) Bands | 1 | Overview: (I-2) Bands | Now that the overall building structure and braced stories have been defined, this sheet collects information about brace wall bands on a per-storey basis. Each section of this sheet aligns with one brace storey (e.g., Roof Only, Roof + 1 Floor). Bands are grouped and identified by orthogonal direction (horizontal = 1, 2, 3...; vertical = A, B, C...). | (I-2) Bands/2
(I-2) Bands | 2 | Brace Wall Bands – Roof Only | Start with the roof-only storey. Enter the number of bands in the horizontal and vertical axes, and the total distance between the centerlines of the end bands in each direction. This allows the calculator to compute average band spacing. If the orthogonal setback exemption is permitted in your design, a toggle appears asking whether a setback wall is used. | (I-2) Bands/3 | (I-2) Bands/1
(I-2) Bands | 3 | Additional Stories: Roof + 1, Roof + 2 | If applicable, continue entering the same information (number of bands and spacing) for the roof + 1 floor and roof + 2 floor brace stories. These fields appear only if the building was previously identified as having multiple braced stories. Setback wall options are not asked on these stories — they only apply to the uppermost. | (I-2) Bands/4 | (I-2) Bands/2
(I-2) Bands | 4 | Relaxed Braced storey (Basement/Crawlspace) | If a relaxed braced storey is part of the design, provide the number of bands and total distance between centerlines of end bands. Be sure to include any exterior foundation walls in your count. If a setback wall was used on the storey above, a message will appear reminding you that tighter band spacing may be required in the relaxed storey. | (I-2) Bands/5 | (I-2) Bands/3
(I-2) Bands | 5 | Visual Summary: Band Plan Diagram (Coming Soon) | Future versions of the calculator will include a visual ASCII grid of brace wall bands by storey and direction. This will help users overlay their design to verify consistency with assumed spacing. For now, ensure your band IDs (numbers or letters) are planned for easy reference on the next sheet. |  | (I-2) Bands/4 |  | (I-3) Design & Feedback
(I-3) Design & Feedback | 1 | Overview: (I-3) Design & Feedback | This sheet connects your brace wall band layout with the bracing construction details. For each brace wall band, you’ll specify how bracing is achieved — including framing type, sheathing, and optional secondary materials. The calculator then displays the required bracing lengths using both the Tables and Alternative methods. | (I-3) Design & Feedback/2
(I-3) Design & Feedback | 2 | Autoload and Autofill Tools | At the top of this sheet, you’ll find autoload buttons labeled WSPA/WSPD for common framing presets. These are optional shortcuts for contractors or designers to prefill all bands with typical framing types. You can also use the ‘Autofill Band ID’ tool to assign numbers and letters consistently to each band. | (I-3) Design & Feedback/3 | (I-3) Design & Feedback/1
(I-3) Design & Feedback | 3 | Primary Bracing Details (Full Braced Stories) | For each brace wall band in full braced stories, enter the band ID (1, 2, 3… or A, B, C…), confirm the building dimension (auto-filled), and select the reference framing type. Choose whether the sheathing is continuous or intermittent. The system will provide notes such as whether roof bracing is required. If your selected framing type supports secondary sheathing (e.g., drywall), those fields will appear. | (I-3) Design & Feedback/4 | (I-3) Design & Feedback/2
(I-3) Design & Feedback | 4 | Required Bracing Output (Tables and Alternative) | Once primary (and if applicable, secondary) bracing details are set, the calculator will return required bracing lengths for that band. Both the Tables method and the Alternative method are shown: meters, feet, percentage of plan dimension, and whether wind or seismic governs the result. This allows side-by-side comparison before you build. | (I-3) Design & Feedback/5 | (I-3) Design & Feedback/3
(I-3) Design & Feedback | 5 | Bracing Details for Relaxed Braced Stories | For bands in relaxed braced stories (e.g., crawlspaces), the entry format differs slightly. You’ll indicate whether each band is interior, exterior, or both. Then choose from allowed framing types (wood sheathed panels only, or CFW-FH — concrete foundation wall, full height). Sheathing continuity and secondary drywall inputs are available where applicable. The system again returns required bracing lengths. | (I-3) Design & Feedback/6 | (I-3) Design & Feedback/4
(I-3) Design & Feedback | 6 | Explore Options from Here | Once this sheet is complete, you have a working design. From here, you can: 1) Go to the print dashboard to create permit-ready reports 2) Explore builder preference customization (nails, bolts, fasteners) 3) View reports showing how these numbers were calculated. These are optional, but recommended for transparency and accuracy. |  | (I-3) Design & Feedback/5 | Print Dashboard/1, (I-4) Length Compliance/1, (R-4) Construction (Part 1)/1
(I-4) Length Compliance | 1 | Overview of I4: Total Length Compliance | This sheet summarizes how much bracing length is required in each brace wall band and allows you to manually enter how much is provided. It checks compliance against both the Tables and Alternative methods, helping you verify the adequacy of your design before construction or permit submission. | (I-4) Length Compliance/2
(I-4) Length Compliance | 2 | Entering Provided Bracing Lengths | For each band (identified by story and ID), the calculator displays the required bracing in feet, inches, and sixteenths. You’ll enter the actual length of bracing you are providing. This input is purely for verification and does not affect any upstream calculations — it’s here for your review and reporting. | (I-4) Length Compliance/3 | (I-4) Length Compliance/1
(I-4) Length Compliance | 3 | Compliance Check Results | Once you’ve entered the provided lengths, the calculator will mark each band as compliant or non-compliant, based on whether the provided length meets or exceeds the required minimum. This gives designers a clear visual confirmation of where their design stands. | (I-4) Length Compliance/4 | (I-4) Length Compliance/2
(I-4) Length Compliance | 4 | Check Minimum Braced Wall Panel Lengths | Remember: the code also defines minimum physical panel lengths, regardless of what the calculation method produces. For example, isolated wood-sheathed panels generally require a minimum length of 750 mm (30 in). Use this sheet to confirm that no calculated panels fall below this absolute minimum. See BCBC 9.23.13.5 or your rules checklist. | (I-4) Length Compliance/5 | (I-4) Length Compliance/3
(I-4) Length Compliance | 5 | Next Steps | You’ve now completed the core design workflow. From here, you may: • Go to the Print Dashboard to export your reports • Customize builder fastener preferences for construction • Explore detailed reports on how the calculator generated these values. |  | (I-4) Length Compliance/4 | Print Dashboard/1, (R-4) Construction
Print Dashboard | 1 | Overview of Print Dashboard | The Print Dashboard is your hub for exporting all inputs, calculations and reports generated by the calculator. It provides checkboxes to print specific content based on your needs — for example, a building permit submission package, or a trade package for construction guidance. | Print Dashboard/2
Print Dashboard | 2 | Choosing Reports to Export | You’ll see a list of available printed outputs: Summary Report, Bracing Length Calculations, Construction Requirements, Compliance Matrix, and more. Check/uncheck the boxes for the sheets you’d like to include. These selections will determine what gets bundled into your final output. | Print Dashboard/3 | Print Dashboard/1
Print Dashboard | 3 | Generating the Output File | After making your selections, click the button to generate a printable package. This compiles a single PDF or document with your chosen content. Depending on your browser settings, the output may be downloaded directly or previewed before saving. | Print Dashboard/4 | Print Dashboard/2
Print Dashboard | 4 | Archiving or Sharing | Once printed, your file is ready to submit with your permit application or distribute to your builder or project team. For ongoing tracking, future versions of the calculator may offer version-stamped QR codes or Drive-based project archiving. |  | Print Dashboard/3
Emoji | Meaning
✅ | Input complete / success
📌 | Tip or suggestion
🔍 | Look up details / investigate
💡 | Insight or helpful hint
⚠️ | Warning / important note
🛠️ | Builder / construction-specific info
⏩ / ⏪ | Navigation forward / back
🧮 | Calculation-related detail
🗂️ | Reference section or external link
🧱 | Structural info / bracing-specific concept
🧰 | Advanced tools / builder preferences
📎 | Attachment or reference (e.g. PDF, tutorial link)
🔗 | Cross-reference to other section

## (T) General Tables (hidden)
This Calculator Version | Generic List
beta_1.043
Maximum Building Dimension (m) variable in calculator, indexed off inputs
18.6192
Maximum Ridge Height (m) varialbe in calculator
6
Maximum Snow Load (kPa) code maximum
6
Yes/No Answers | Yes/No Answers
Yes | Yes
No | No
Maybe | Maybe
Required | Entry Required
Not Required | No Entry Required
Calculated | Calculated
N/A | N/A
Optional | Optional
=if('(3) Design Inputs and Feedback'!S8='(T) General Tables'!$A$14,"
Foundation Type | Foundation Type
Slab-on-Grade | Slab-on-Grade
Basement/Crawlspace | Basement/Crawlspace designed as a Braced Storey
Basement/Crawlspace not yet determined to be designed as a Braced Storey
Walls on Supporting Level | Walls on Supporting Level
Roof Only | Roof Only
Roof plus 1 Floor | Roof plus 1 Floor
Roof plus 2 Floors | Roof plus 2 Floors
Lowest wood-framed floor is supported at exterior directly by foundation walls only | Lowest wood-framed floor is supported at exterior directly by foundation walls only
Lowest wood-framed floor is supported at exterior directly by combination of foundation and wood-framed (cripple) walls | Lowest wood-framed floor is supported at exterior directly by combination of foundation and wood-framed (cripple) walls
Lowest wood-framed floor is supported at exterior directly by wood-framed (cripple) walls only | Lowest wood-framed floor is supported at exterior directly by wood-framed (cripple) walls only
Lowest wood-framed floor is supported at interior by wood-framed walls | Lowest wood-framed floor is supported at interior by wood-framed walls
Abbreviations | Abbreviations | Walls on Supporting Level | Abbreviations
R | R | Roof Only | R
R+1F | R+1F | Roof plus 1 Floor | R+1F
R+2F | R+2F | Roof plus 2 Floors | R+2F
B/CS | B/CS-FDN | Basement/Crawlspace - floor supported at exterior directly by foundation only | B/CS-FDN
| B/CS-FDN&FRAME | Basement/Crawlspace - floor supported at exterior directly by combination of foundation and framed (cripple) walls | B/CS-FDN/FRAME
| B/CS-FRAME | Basement/Crawlspace - floor supported at exterior directly by framed (cripple) walls only | B/CS-FRAME
Cripple Walls (height) | Cripple Walls (height)
Framed (cripple) walls are 0.35m (1' 2") or less in height | Framed (cripple) walls are 0.35m (1' 2") or less in height
Framed (cripple) walls are greater than 0.35m (1' 2") but 1.2m (3' 11") or less in height | Framed (cripple) walls are greater than 0.35m (1' 2") but 1.2m (3' 11") or less in height
Framed (cripple) walls are greater than 1.2m (3' 11") in height | Framed (cripple) walls are greater than 1.2m (3' 11") in height
Framed (cripple) walls are an unknown height | Unknown
Cripple Walls (length) | Cripple Walls (length)
Framed (cripple) walls are 5m (16' 5") or less in length | Framed (cripple) walls are 5m (16' 5") or less in length
Framed (cripple) walls are greater than 5m (16' 5") but 6m (19' 8") or less in length | Framed (cripple) walls are greater than 5m (16' 5") but 6m (19' 8") or less in length
Framed (cripple) walls are greater than 6m (19' 8") in length | Framed (cripple) walls are greater than 6m (19' 8") in length
Framed (cripple) walls are an unknown length | Unknown
Stepped Foundation
2.4 minimum concrete
max 7.6m band
Number of wood framed floors? | Number of wood framed floors?
0 | 0
1 | 1
2 | 2
3 | 3
Weight of Construction | Weight of Construction
Normal Weight Construction | Normal
Heavy Weight Construction | Heavy (Normal plus Rooftop Solar Panels)
Masonary Veneer
Stone Veneer
Interior Gypsum | Interior Gypsum
N/A | N/A
Installed | Installed
Omitted, blocked wall | Omitted, blocked wall
Omitted, unblocked wall | Omitted, unblocked wall
Sheathing Continuity throughout Building | Sheathing Continuity
Continuous | Continuous
Intermittent | Intermittent
Continuous/Intermittent | Continuous and Intermittent
Anchor Bolt Diameter | Anchor Bolt Diameter
1/2" (12.5mm) | 1/2" (12.5mm)
5/8" (15.9mm) | 5/8" (15.9mm)
Framing Nail Type | Framing Nail Type
Code Table | Code Table
Standard Coil Nail (diameter) | Standard Coil Nail (diameter)
Standard Paper Clip Nail (Diameter) | Standard Paper Clip Nail (Diameter)
Common Bright Hand Nail | Common Bright Hand Nail
Heavy Coil Nail (dia | Heavy Coil Nail (dia
Wood Sheating Nail Type
Code Table | Code Table |  |  |  | =if(I99='(T) General Tables'!$A$512,"Full height concrete
Standard Coil Nail (diameter) | Standard Coil Nail (diameter)
Standard Paper Clip Nail (Diameter) | Standard Paper Clip Nail (Diameter)
Common Bright Hand Nail | Common Bright Hand Nail
Heavy Coil Nail (dia | Heavy Coil Nail (dia
Drywall Sheathing Fasteners
Code Table | Code Table
Standard Nails (dia) | Standard Nails (dia)
Drywall Screws | Drywall Screws
Builders Preferences | Builders Preferences
Number of Bands | Number of Bands
2 | 2
3 | 3
4 | 4
5 | 5
6 | 6
7 | 7
8 | 8
9 | 9
10 | 10
Smax Parameter | Smax Parameter
Smax(0.2) | Smax(0.2)
Smax ≤ 0.2 | Smax ≤ 0.2
0.2 < Smax ≤ 0.4 | 0.2 < Smax ≤ 0.4
0.4 < Smax ≤ 0.6 | 0.4 < Smax ≤ 0.6
0.6 < Smax ≤ 0.8 | 0.6 < Smax ≤ 0.8
0.8 < Smax ≤ 1.2 | 0.8 < Smax ≤ 1.2
1.2 < Smax ≤ 1.6 | 1.2 < Smax ≤ 1.6
1.6 < Smax ≤ 2.0 | 1.6 < Smax ≤ 2.0
2.0 < Smax ≤ 2.6 | 2.0 < Smax ≤ 2.6
2.6 < Smax | 2.6 < Smax
Smax Rating System
0 | Smax ≤ 0.2
0.2001 | 0.2 < Smax ≤ 0.4
0.4001 | 0.4 < Smax ≤ 0.6
0.6001 | 0.6 < Smax ≤ 0.8
0.8001 | 0.8 < Smax ≤ 1.2
1.2001 | 1.2 < Smax ≤ 1.6
1.6001 | 1.6 < Smax ≤ 2.0
2.0001 | 2.0 < Smax ≤ 2.6
2.6001 | 2.6 < Smax
High Wind Pressure | High Wind Pressure
HWP | HWP
HWP ≤ 0.3 | HWP ≤ 0.3
0.3 < HWP ≤ 0.4 | 0.3 < HWP ≤ 0.4
0.4 < HWP ≤ 0.5 | 0.4 < HWP ≤ 0.5
0.5 < HWP ≤ 0.6 | 0.5 < HWP ≤ 0.6
0.6 < HWP ≤ 0.9 | 0.6 < HWP ≤ 0.9
0.9 < HWP | 0.9 < HWP
HWP Rating System
0 | HWP ≤ 0.3
0.3001 | 0.3 < HWP ≤ 0.4
0.4001 | 0.4 < HWP ≤ 0.5
0.5001 | 0.5 < HWP ≤ 0.6
0.6001 | 0.6 < HWP ≤ 0.9
0.9001 | 0.9 < HWP
Reference Framing Type | Reference Framing Type
GWB-O | GWB-O
GWB-A | GWB-A
GWB-B | GWB-B
GWB-C | GWB-C
GWB-D | GWB-D
GWB-A-2 | GWB-A-2
GWB-B-2 | GWB-B-2
GWB-C-2 | GWB-C-2
GWB-D-2 | GWB-D-2
GWB-E
GWB-F
GWB-G
GWB-H
WSP-A | WSP-A
WSP-B | WSP-B
WSP-C | WSP-C
WSP-D | WSP-D
WSP-E | WSP-E
CFW-FH | WSP-A NO INT GWB
WSP-B NO INT GWB
WSP-C NO INT GWB
WSP-D NO INT GWB
WSP-E NO INT GWB
WSP-F
DWB | DWB
Panel Materials
N/A
Wood
Site Class | Site Class
A | A
B | B
C | C
D | D
E | E
Unknown | Unknown
Site Exposure | Site Exposure
Rough Terrain | Rough Terrain
Open/Unknown Terrain | Open/Unknown Terrain
Band ID | Band ID
A | A
B | B
C | C
D | D
E | E
F | F
G | G
H | H
I | I
J | J
1 | 1
2 | 2
3 | 3
4 | 4
5 | 5
6 | 6
7 | 7
8 | 8
9 | 9
10 | 10
Location | Location
<Custom Location>
100 Mile House | 100 Mile House
Abbotsford | Abbotsford
Agassiz | Agassiz
Alberni | Alberni
Ashcroft | Ashcroft
Bamfield | Bamfield
Beatton River | Beatton River
Bella Bella | Bella Bella
Bella Coola | Bella Coola
Burns Lake | Burns Lake
Cache Creek | Cache Creek
Campbell River | Campbell River
Carmi | Carmi
Castlegar | Castlegar
Chetwynd | Chetwynd
Chilliwack | Chilliwack
Comox | Comox
Courtenay | Courtenay
Cranbrook | Cranbrook
Crescent Valley | Crescent Valley
Crofton | Crofton
Dawson Creek | Dawson Creek
Dease Lake | Dease Lake
Dog Creek | Dog Creek
Duncan | Duncan
Elko | Elko
Fernie | Fernie
Fort Nelson | Fort Nelson
Fort St. John | Fort St. John
Glacier | Glacier
Golden | Golden
Gold River | Gold River
Grand Forks | Grand Forks
Greenwood | Greenwood
Hope | Hope
Jordan River | Jordan River
Kamloops | Kamloops
Kaslo | Kaslo
Kelowna | Kelowna
Kimberley | Kimberley
Kitimat Plant | Kitimat Plant
Kitimat Townsite | Kitimat Townsite
Ladysmith | Ladysmith
Langford | Langford
Lillooet | Lillooet
Lytton | Lytton
Mackenzie | Mackenzie
Masset | Masset
McBride | McBride
McLeod Lake | McLeod Lake
Merritt | Merritt
Mission City | Mission City
Montrose | Montrose
Nakusp | Nakusp
Nanaimo | Nanaimo
Nelson | Nelson
Ocean Falls | Ocean Falls
Osoyoos | Osoyoos
Parksville | Parksville
Penticton | Penticton
Port Alberni | Port Alberni
Port Alice | Port Alice
Port Hardy | Port Hardy
Port McNeill | Port McNeill
Port Renfrew | Port Renfrew
Powell River | Powell River
Prince George | Prince George
Prince Rupert | Prince Rupert
Princeton | Princeton
Qualicum Beach | Qualicum Beach
Sandspit | Sandspit
Sechelt | Sechelt
Sidney | Sidney
Smithers | Smithers
Smith River | Smith River
Sooke | Sooke
Squamish | Squamish
Stewart | Stewart
Tahsis | Tahsis
Taylor | Taylor
Terrace | Terrace
Tofino | Tofino
Trail | Trail
Ucluelet | Ucluelet
Province and Location | Province and Location
Queen Charlotte City | Queen Charlotte City
Quesnel | Quesnel
Revelstoke | Revelstoke
Salmon Arm | Salmon Arm
Burnaby (Simon Fraser Univ.) | Burnaby (Simon Fraser Univ.)
Cloverdale | Cloverdale
Haney | Haney
Ladner | Ladner
Langley | Langley
New Westminster | New Westminster
North Vancouver | North Vancouver
Richmond | Richmond
Surrey (88 Ave and 156 St.) | Surrey (88 Ave and 156 St.)
Vancouver (City Hall) | Vancouver (City Hall)
Vancouver (Granville St. and 41st Ave) | Vancouver (Granville St. and 41st Ave)
West Vancouver | West Vancouver
Vernon | Vernon
Victoria | Victoria
Victoria (Gonzales Hts) | Victoria (Gonzales Hts)
Victoria (Mt Tolmie) | Victoria (Mt Tolmie)
Whistler | Whistler
White Rock | White Rock
Williams Lake | Williams Lake
Youbou | Youbou
Inches | Feet and Inches
0 | 0
1 | 1
2 | 2
3 | 3
4 | 4
5 | 5
6 | 6
7 | 7
8 | 8
9 | 9
10 | 10
11 | 11
12 | 12
13 | 13
14 | 14
15 | 15
16 | 16
17 | 17
18 | 18
19 | 19
20 | 20
21 | 21
22 | 22
23 | 23
24 | 24
25 | 25
26 | 26
27 | 27
28 | 28
29 | 29
30 | 30
31 | 31
32 | 32
33 | 33
34 | 34
35 | 35
36 | 36
37 | 37
38 | 38
39 | 39
40 | 40
41 | 41
42 | 42
43 | 43
44 | 44
45 | 45
46 | 46
47 | 47
48 | 48
49 | 49
50 | 50
51 | 51
52 | 52
53 | 53
54 | 54
55 | 55
56 | 56
57 | 57
58 | 58
59 | 59
60 | 60
61 | 61
62 | 62
63 | 63
64 | 64
65 | 65
66 | 66
67 | 67
68 | 68
69 | 69
70 | 70
71 | 71
72 | 72
73 | 73
74 | 74
75 | 75
76 | 76
77 | 77
78 | 78
79 | 79
80 | 80
81 | 81
82 | 82
83 | 83
84 | 84
85 | 85
86 | 86
87 | 87
88 | 88
89 | 89
90 | 90
91 | 91
92 | 92
93 | 93
94 | 94
95 | 95
96 | 96
97 | 97
98 | 98
99 | 99
100 | 100
101 | 101
102 | 102
103 | 103
104 | 104
105 | 105
106 | 106
107 | 107
108 | 108
109 | 109
110 | 110
111 | 111
112 | 112
113 | 113
114 | 114
115 | 115
116 | 116
117 | 117
118 | 118
119 | 119
120 | 120
121 | 121
122 | 122
123 | 123
124 | 124
125 | 125
Adjustment Factors | Adjustment Factors
Adjustment Factors (Wind) | Adjustment Factors (Wind)
K(W) exp | K(W) exposure
K(W) roof | K(W) roofheight
K(W) spacing | K(W) spacing
K(W) number | K(W) number
K(W) gyp | K(W) gypsum
K(W) sheath | K(W) sheathing
Adjustment Factors (Seismic) | Adjustment Factors (Seismic)
K(S) weight | K(S) weight
K(S) snow | K(S) snow
K(S) spacing | K(S) spacing
K(S) number | K(S) number
K(S) gyp | K(S) gypsum
K(S) sheath | K(S) sheathing
Design Coefficients(Alternative) | Adjustment Factors (Alternative)
C(S) walls | C(S) walls
C(S) roof | C(S) roof
K(W) frame | C(W) frame
C(W) storey | C(W) storey
K(S) frame | C(S) frame
C(S) storey | C(S) storey
Band Location
Exterior
Interior
Ext./Int.
B/CS RFT
Concrete
Wood
Conc./Wood
Orthogonal Setback Walls
A
Ai
B
Bi
C
Ci
D
Di
E
Ei
F
Fi
G
Gi
Part 9 Bracing Calculator (No Scripts)

## (I-1) General
O
|  |  | Part 9 Bracing Calculator (No Scripts) |  |  |  |  | beta_1.043
For Design, Compliance and Construction
ReadMe |  |  | Sheet (I-1): Inputs - General
|  |  | Administrative Information |  |  |  |  | Calculator Feedback:
|  |  | Address | #3b Example Street
|  |  | Permit/File/Reference Number | Building Permit 123567
|  |  | Calculations Completed by (Name) | Tim
|  |  | Calculations Completed by (Contact Information) | info@part9bracing.ca
Site and Environmental Conditions
|  |  | Site Design Location (see hover note) | Squamish |  |  |  | Click here to enter <Custom Location> climate and seismic data
|  |  | Site Class | Unknown
|  |  | Site Exposure | Rough Terrain
|  |  | Specified Snow Load (kPa) | 2.24 |  |  |  | Roof width assumed to be >4.3m.
|  |  | HWP (1/50) | 0.5
|  |  | HWP Range Identifier | 0.4 < HWP ≤ 0.5
|  |  | Smax | 0.963
|  |  | Smax Range Identifier | 0.8 < Smax ≤ 1.2
Design Parameters - Overall Building
|  |  | Weight of Construction | Normal Weight Construction |  |  |  | All Braced Storeys are Normal Weight Construction
|  |  | Sheathing Continuity | Continuous |  |  |  | All Bands in all Braced Storeys are Continuously Sheathed
|  |  | Number of wood-framed floors? | 2
|  |  | Foundation Type | Slab-on-Grade
Describe exterior walls supporting lowest wood-framed floor:
Maximum height of exterior and interior wood-framed walls supporting lowest wood-framed floor?
Maximum length of exterior and interior wood-framed walls supporting lowest wood-framed floor?
|  |  | Is a Basement/Crawlspace required to be designed as a Braced Storey? | No
Designate Basement/Crawlspace as a Braced Storey?
Filter:
| Required |  | Design Parameters by Braced Storey
| Required |  | For Braced Storey with walls supporting a Roof only
| Required |  | Building Plan Dimension (along Horizontal Axis) | 23 | feet | 11 | inches | NOTE: Additional System Considerations available.
| Required |  |  | 7.2898 | m
| Required |  | Building Plan Dimension (along Vertical Axis) | 61 | feet | 1 | inches | NOTE: Additional System Considerations available.
| Required |  |  | 18.6182 | m
| Required |  | Eave-to-Ridge Roof Height | 10 | feet | 3 | inches
| Required |  |  | 3.1242 | m
| Required |  | Weight of Construction of Braced Storey | Normal Weight Construction
| Required |  | For Braced Storey with walls supporting a Roof plus 1 Floor
| Required |  | Building Plan Dimension (along Horizontal Axis) | 23 | feet | 11 | inches | NOTE: Additional System Considerations available.
| Required |  |  | 7.2898 | m
| Required |  | Building Plan Dimension (along Vertical Axis) | 61 | feet | 1 | inches | NOTE: Additional System Considerations available.
| Required |  |  | 18.6182 | m
| Required |  | Weight of Construction of Braced Storey | Normal Weight Construction
| Required |  | For Braced Storey with walls supporting a Roof plus 2 Floors
| Required |  | Building Plan Dimension (along Horizontal Axis) | 23 | feet | 11 | inches | NOTE: Additional System Considerations available.
| Required |  |  | 7.2898 | m
| Required |  | Building Plan Dimension (along Vertical Axis) | 57 | feet | 1 | inches | NOTE: Additional System Considerations available.
| Required |  |  | 17.399 | m
| Required |  | Weight of Construction of Braced Storey | Normal Weight Construction
| Not Required |  | For Basement/Crawlspace designed as a Relaxed Braced Storey
| Not Required |  | With concrete foundation walls, extending to the underside of the first wood-framed floor, around the exterior
| Not Required |  | Building Plan Dimension (along Horizontal Axis) |  | feet |  | inches
| Not Required |  |  | 0 | m
| Not Required |  | Building Plan Dimension (along Vertical Axis) |  | feet |  | inches
| Not Required |  |  | 0 | m
| Not Required |  | For Basement/Crawlspace designed as a Relaxed Braced Storey
| Not Required |  | With cripple walls, or cripple walls and stepped concrete foundation walls, extending to the underside of the first wood-framed floor, around the exterior and interior
| Not Required |  | Building Plan Dimension (along Horizontal Axis) |  | feet |  | inches
| Not Required |  |  | 0 | m
| Not Required |  | Building Plan Dimension (along Vertical Axis) |  | feet |  | inches
| Not Required |  |  | 0 | m
Braced Storeys and Relaxed Braced Storeys Matrix
|  |  | Braced Storeys above Foundation | 3
|  |  | Basement/Crawlspace interior wood-framed walls designed as a Relaxed Braced Storey | 0
|  |  | Basement/Crawlspace exterior framed (cripple walls) designed as a Relaxed Braced Storey | 0
|  |  | Basement/Crawlspace as a Braced Storey | 0
|  |  | Total Braced Storeys | 3
|  |  | Number of wood-framed floors supported by lowest exterior wood-framed walls? | 2
Compliance Pathway Report
|  |  | Is Part 9 Simplified Approach permitted? | No
|  |  | Is Part 9 Calculation Method (Tables) permitted? | Yes
|  |  | Is Part 9 Calculation Method (Alternative) permitted? | Yes
|  |  | Are Part 9 Foundation Cripple Walls permitted? | Yes
|  |  | Are Part 9 Additional System Considerations permitted? | Yes
|  |  | Code Matrix Link | Link to Compliance Pathway Matrix
¦ Permit/File Number: Building Permit 123567 ¦ Calculations completed by: Tim - info@part9bracing.ca ¦
<End of Sheet (I-1) General>

## (I-2) Bands
` |  |  | O
|  |  |  | Part 9 Bracing Calculator (No Scripts) | [9 empty] | beta_1.043
For Design, Compliance and Construction
| ReadMe | Filter: |  | Sheet (I-2): Inputs - Bands
Required
|  | Required |  | For Braced Storeys | [9 empty] | Calculator Feedback:
|  | Required |  | For walls supporting: | Abbreviation | Orthogonal Axis | Description of Entry Required | User Entries | [5 empty] | NEW! Optimizations in blue text (see hover note)
|  | Required |  | Roof Only | R | Bands labelled along Horizontal Axis (Bands labelled 1, 2, 3... etc..) | Number of Bands: | 4 | [5 empty] | Per Band: WIND: 🔄+7% ¦ SEISMIC: 🔄+11%
|  | Required |  |  |  |  | Total distance between centerlines of end Bands: | 22 | feet | 7 | inches | 22.5833 | feet | Per Orthog. Direction: WIND: 🔄+36% ¦ SEISMIC: 🔄+49%
|  | Required |  |  |  |  | Average Spacing of Bands: | 7.5278 | feet |  |  | 2.2945 | m
|  | Required |  |  |  |  | Does the design utilise a setback wall in this orthogonal direction? | No | [5 empty] | NOTE: Additional System Considerations available.
|  | Required |  |  |  | Bands labelled along Vertical Axis (Bands labelled A, B, C... etc.) | Number of Bands: | 5 | [5 empty] | Per Band: WIND: 🔄+13% ¦ SEISMIC: 🔄+10%
|  | Required |  |  |  |  | Total distance between centerlines of end Bands: | 57 | feet | 9 | inches | 57.75 | feet | Per Orthog. Direction: SEISMIC: ✅ ¦ SEISMIC: 🔄+14%
|  | Required |  |  |  |  | Average Spacing of Bands: | 14.4375 | feet |  |  | 4.4005 | m
|  | Required |  |  |  |  | Does the design utilise a setback wall in this orthogonal direction? | Yes | [5 empty] | NOTE: Additional System Considerations available.
|  | Required |  | Roof plus 1 Floor | R+1F | Bands labelled along Horizontal Axis (Bands labelled 1, 2, 3... etc..) | Number of Bands: | 4 | [5 empty] | Per Band: WIND: 🔄+7% ¦ SEISMIC: 🔄+11%
|  | Required |  |  |  |  | Total distance between centerlines of end Bands: | 22 | feet | 7 | inches | 22.5833 | feet | Per Orthog. Direction: WIND: 🔄+36% ¦ SEISMIC: 🔄+49%
|  | Required |  |  |  |  | Average Spacing of Bands: | 7.5278 | feet |  |  | 2.2945 | m
|  | Required |  |  |  | Bands labelled along Vertical Axis (Bands labelled A, B, C... etc.) | Number of Bands: | 5 | [5 empty] | Per Band: WIND: 🔄+13% ¦ SEISMIC: 🔄+10%
|  | Required |  |  |  |  | Total distance between centerlines of end Bands: | 57 | feet | 9 | inches | 57.75 | feet | Per Orthog. Direction: WIND: ✅ ¦ SEISMIC: 🔄+14%
|  | Required |  |  |  |  | Average Spacing of Bands: | 14.4375 | feet |  |  | 4.4005 | m
|  | Required |  | Roof plus 2 Floors | R+2F | Bands labelled along Horizontal Axis (Bands labelled 1, 2, 3... etc..) | Number of Bands: | 4 | [5 empty] | Per Band: WIND: 🔄+7% ¦ SEISMIC: 🔄+11%
|  | Required |  |  |  |  | Total distance between centerlines of end Bands: | 22 | feet | 7 | inches | 22.5833 | feet | Per Orthog. Direction: WIND: 🔄+36% ¦ SEISMIC: 🔄+49%
|  | Required |  |  |  |  | Average Spacing of Bands: | 7.5278 | feet |  |  | 2.2945 | m
|  | Required |  |  |  | Bands labelled along Vertical Axis (Bands labelled A, B, C... etc.) | Number of Bands: | 5 | [5 empty] | Per Band: WIND: 🔄+13% ¦ SEISMIC: 🔄+10%
|  | Required |  |  |  |  | Total distance between centerlines of end Bands: | 57 | feet | 9 | inches | 57.75 | feet | Per Orthog. Direction: WIND: ✅ ¦ SEISMIC: 🔄+14%
|  | Required |  |  |  |  | Average Spacing of Bands: | 14.4375 | feet |  |  | 4.4005 | m
Not Required
|  | Not Required |  | For a Basement/Crawlspace designed as a Relaxed Braced Storey
|  | Not Required |  | With concrete foundation walls, extending to the underside of the first wood-framed floor, around the exterior
|  | Not Required |  | For bracing where: | Abbreviation | Orthogonal Axis | Description of Entry Required | User Entries
|  | Not Required |  |  | B/CS | Braced Storey directly above is... |  | N/A
|  | Not Required |  |  |  | Bands labelled along Horizontal Axis (Bands labelled 1, 2, 3... etc..) | Total number of Bands (including all exterior walls):
|  | Not Required |  |  |  |  | Band supporting uppermost setback wall: | 0
|  | Not Required |  |  |  |  | Total distance between centerlines of end Bands: |  | feet |  | inches | 0 | feet
|  | Not Required |  |  |  |  | Average Spacing of Bands: | 0 | feet |  |  | 0 | m
|  | Not Required |  |  |  | Bands labelled along Vertical Axis (Bands labelled A, B, C... etc.) | Total number of Bands (including all exterior walls):
|  | Not Required |  |  |  |  | Band supporting uppermost setback wall: | 0
|  | Not Required |  |  |  |  | Total distance between centerlines of end Bands: |  | feet |  | inches | 0 | feet
|  | Not Required |  |  |  |  | Average Spacing of Bands: | 0 | feet |  |  | 0 | m
Not Required
|  | Not Required |  | For a Basement/Crawlspace designed as a Relaxed Braced Storey
|  | Not Required |  | With cripple walls, or cripple walls and stepped concrete foundation walls, extending to the underside of the first wood-framed floor, around the exterior and interior
|  | Not Required |  | For bracing where: | Abbreviation | Orthogonal Axis | Description of Entry Required | User Entries
|  | Not Required |  |  | B/CS | Braced Storey directly above is... |  | N/A
|  | Not Required |  |  |  | Bands labelled along Horizontal Axis (Bands labelled 1, 2, 3... etc..) | Number of Bands (including all exterior walls):
|  | Not Required |  |  |  |  | Band supporting uppermost setback wall: | 0
|  | Not Required |  |  |  |  | Total distance between centerlines of end Bands: |  | feet |  | inches | 0 | feet
|  | Not Required |  |  |  |  | Average Spacing of Bands: | 0 | feet |  |  | 0 | m
|  | Not Required |  |  |  | Bands labelled along Vertical Axis (Bands labelled A, B, C... etc.) | Number of Bands (including all exterior walls):
|  | Not Required |  |  |  |  | Band supporting uppermost setback wall: | 0
|  | Not Required |  |  |  |  | Total distance between centerlines of end Bands: |  | feet |  | inches | 0 | feet
|  | Not Required |  |  |  |  | Average Spacing of Bands: | 0 | feet |  |  | 0 | m
¦ Permit/File Number: Building Permit 123567 ¦ Calculations completed by: Tim - info@part9bracing.ca ¦
<End of Sheet (I-2) Bands>

## (I-3) Design & Feedback
O
|  |  | Part 9 Bracing Calculator (No Scripts) | [14 empty] | beta_1.043
For Design, Compliance and Construction
ReadMe | Filter: |  | Sheet (I-3): Inputs - Design & Feedback
Required
| Required |  | For Braced Storeys
| Required |  | Primary Bracing Details | [5 empty] | Secondary Bracing Details |  | Caclulation Method (Tables) Required Bracing Length |  |  |  | Calculation Method (Alternative) Required Bracing Length
| Required |  | Band ID |  | Building Dimension ¦¦ Band (m) | Reference Framing Type | Sheathing Continuity | Bracing into Roof System | Interior/Reverse Drywall | Design Choice | (m) | (ft) | % of ¦¦ Building Dimension | Design Driver | (m) | (ft) | % of ¦¦ Building Dimension | Design Driver
| Required |  | R | 1 | 18.6182 | WSP-A | Continuous | N/A | Optional | Installed | 2.9547 | 9.6938 | 15.87% | SEISMIC | 2.3514 | 7.7146 | 12.63% | SEISMIC
| Required |  | R | 2 | 18.6182 | WSP-A | Continuous | N/A | Optional | Installed | 2.9547 | 9.6938 | 15.87% | SEISMIC | 2.3514 | 7.7146 | 12.63% | SEISMIC
| Required |  | R | 3 | 18.6182 | WSP-A | Continuous | N/A | Optional | Installed | 2.9547 | 9.6938 | 15.87% | SEISMIC | 2.3514 | 7.7146 | 12.63% | SEISMIC
| Required |  | R | 4 | 18.6182 | WSP-A | Continuous | N/A | Optional | Installed | 2.9547 | 9.6938 | 15.87% | SEISMIC | 2.3514 | 7.7146 | 12.63% | SEISMIC
| Not Required |  | R |  | - |  |  | N/A | #N/A |  | #N/A | #N/A | #N/A | #N/A | #N/A | #N/A | #N/A | #N/A
| Not Required |  | R |  | - |  |  | N/A | #N/A |  | #N/A | #N/A | #N/A | #N/A | #N/A | #N/A | #N/A | #N/A
| Not Required |  | R |  | - |  |  | N/A | #N/A |  | #N/A | #N/A | #N/A | #N/A | #N/A | #N/A | #N/A | #N/A
| Not Required |  | R |  | - |  |  | N/A | #N/A |  | #N/A | #N/A | #N/A | #N/A | #N/A | #N/A | #N/A | #N/A
| Not Required |  | R |  | - |  |  | N/A | #N/A |  | #N/A | #N/A | #N/A | #N/A | #N/A | #N/A | #N/A | #N/A
| Not Required |  | R |  | - |  |  | N/A | #N/A |  | #N/A | #N/A | #N/A | #N/A | #N/A | #N/A | #N/A | #N/A
| Required |  | R | A | 7.2898 | WSP-A | Continuous | N/A | Optional | Installed | 1.6727 | 5.4879 | 22.95% | WIND | 1.6903 | 5.5457 | 23.19% | WIND
| Required |  | R | B | 7.2898 | WSP-A | Continuous | N/A | Optional | Installed | 1.6727 | 5.4879 | 22.95% | WIND | 1.6903 | 5.5457 | 23.19% | WIND
| Required |  | R | C | 7.2898 | WSP-A | Continuous | N/A | Optional | Installed | 1.6727 | 5.4879 | 22.95% | WIND | 1.6903 | 5.5457 | 23.19% | WIND
| Required |  | R | D | 7.2898 | WSP-A | Continuous | N/A | Optional | Installed | 1.6727 | 5.4879 | 22.95% | WIND | 1.6903 | 5.5457 | 23.19% | WIND
| Required |  | R | E | 7.2898 | WSP-A | Continuous | N/A | Optional | Installed | 1.6727 | 5.4879 | 22.95% | WIND | 1.6903 | 5.5457 | 23.19% | WIND
| Not Required |  | R |  | - |  |  | N/A | #N/A |  | #N/A | #N/A | #N/A | #N/A | #N/A | #N/A | #N/A | #N/A
| Not Required |  | R |  | - |  |  | N/A | #N/A |  | #N/A | #N/A | #N/A | #N/A | #N/A | #N/A | #N/A | #N/A
| Not Required |  | R |  | - |  |  | N/A | #N/A |  | #N/A | #N/A | #N/A | #N/A | #N/A | #N/A | #N/A | #N/A
| Not Required |  | R |  | - |  |  | N/A | #N/A |  | #N/A | #N/A | #N/A | #N/A | #N/A | #N/A | #N/A | #N/A
| Not Required |  | R |  | - |  |  | N/A | #N/A |  | #N/A | #N/A | #N/A | #N/A | #N/A | #N/A | #N/A | #N/A
| Required |  | R+1F | 1 | 18.6182 | WSP-B | Continuous | Required | Optional | Installed | 3.3173 | 10.8837 | 17.82% | SEISMIC | 2.657 | 8.7174 | 14.27% | SEISMIC
| Required |  | R+1F | 2 | 18.6182 | WSP-B | Continuous | Required | Optional | Installed | 3.3173 | 10.8837 | 17.82% | SEISMIC | 2.657 | 8.7174 | 14.27% | SEISMIC
| Required |  | R+1F | 3 | 18.6182 | WSP-B | Continuous | Required | Optional | Installed | 3.3173 | 10.8837 | 17.82% | SEISMIC | 2.657 | 8.7174 | 14.27% | SEISMIC
| Required |  | R+1F | 4 | 18.6182 | WSP-B | Continuous | Required | Optional | Installed | 3.3173 | 10.8837 | 17.82% | SEISMIC | 2.657 | 8.7174 | 14.27% | SEISMIC
| Not Required |  | R+1F |  | - |  |  | N/A | #N/A |  | #N/A | #N/A | #N/A | #N/A | #N/A | #N/A | #N/A | #N/A
| Not Required |  | R+1F |  | - |  |  | N/A | #N/A |  | #N/A | #N/A | #N/A | #N/A | #N/A | #N/A | #N/A | #N/A
| Not Required |  | R+1F |  | - |  |  | N/A | #N/A |  | #N/A | #N/A | #N/A | #N/A | #N/A | #N/A | #N/A | #N/A
| Not Required |  | R+1F |  | - |  |  | N/A | #N/A |  | #N/A | #N/A | #N/A | #N/A | #N/A | #N/A | #N/A | #N/A
| Not Required |  | R+1F |  | - |  |  | N/A | #N/A |  | #N/A | #N/A | #N/A | #N/A | #N/A | #N/A | #N/A | #N/A
| Not Required |  | R+1F |  | - |  |  | N/A | #N/A |  | #N/A | #N/A | #N/A | #N/A | #N/A | #N/A | #N/A | #N/A
| Required |  | R+1F | A | 7.2898 | WSP-D | Continuous | Required | Optional | Installed | 1.3987 | 4.589 | 19.19% | WIND | 1.4218 | 4.6648 | 19.5% | WIND
| Required |  | R+1F | B | 7.2898 | WSP-D | Continuous | Required | Optional | Installed | 1.3987 | 4.589 | 19.19% | WIND | 1.4218 | 4.6648 | 19.5% | WIND
| Required |  | R+1F | C | 7.2898 | WSP-A | Continuous | N/A | Optional | Installed | 3.3638 | 11.0362 | 46.14% | WIND | 3.3853 | 11.1066 | 46.44% | WIND
| Required |  | R+1F | D | 7.2898 | WSP-D | Continuous | Required | Optional | Installed | 1.3987 | 4.589 | 19.19% | WIND | 1.4218 | 4.6648 | 19.5% | WIND
| Required |  | R+1F | E | 7.2898 | WSP-D | Continuous | Required | Optional | Installed | 1.3987 | 4.589 | 19.19% | WIND | 1.4218 | 4.6648 | 19.5% | WIND
| Not Required |  | R+1F |  | - |  |  | N/A | #N/A |  | #N/A | #N/A | #N/A | #N/A | #N/A | #N/A | #N/A | #N/A
| Not Required |  | R+1F |  | - |  |  | N/A | #N/A |  | #N/A | #N/A | #N/A | #N/A | #N/A | #N/A | #N/A | #N/A
| Not Required |  | R+1F |  | - |  |  | N/A | #N/A |  | #N/A | #N/A | #N/A | #N/A | #N/A | #N/A | #N/A | #N/A
| Not Required |  | R+1F |  | - |  |  | N/A | #N/A |  | #N/A | #N/A | #N/A | #N/A | #N/A | #N/A | #N/A | #N/A
| Not Required |  | R+1F |  | - |  |  | N/A | #N/A |  | #N/A | #N/A | #N/A | #N/A | #N/A | #N/A | #N/A | #N/A
| Required |  | R+2F | 1 | 17.399 | WSP-D | Continuous | Required | Optional | Installed | 2.8428 | 9.3267 | 16.34% | SEISMIC | 3.0322 | 9.9481 | 17.43% | SEISMIC
| Required |  | R+2F | 2 | 17.399 | WSP-D | Continuous | Required | Optional | Installed | 2.8428 | 9.3267 | 16.34% | SEISMIC | 3.0322 | 9.9481 | 17.43% | SEISMIC
| Required |  | R+2F | 3 | 17.399 | WSP-D | Continuous | Required | Optional | Installed | 2.8428 | 9.3267 | 16.34% | SEISMIC | 3.0322 | 9.9481 | 17.43% | SEISMIC
| Required |  | R+2F | 4 | 17.399 | WSP-D | Continuous | Required | Optional | Installed | 2.8428 | 9.3267 | 16.34% | SEISMIC | 3.0322 | 9.9481 | 17.43% | SEISMIC
| Not Required |  | R+2F |  | - |  |  | N/A | #N/A |  | #N/A | #N/A | #N/A | #N/A | #N/A | #N/A | #N/A | #N/A
| Not Required |  | R+2F |  | - |  |  | N/A | #N/A |  | #N/A | #N/A | #N/A | #N/A | #N/A | #N/A | #N/A | #N/A
| Not Required |  | R+2F |  | - |  |  | N/A | #N/A |  | #N/A | #N/A | #N/A | #N/A | #N/A | #N/A | #N/A | #N/A
| Not Required |  | R+2F |  | - |  |  | N/A | #N/A |  | #N/A | #N/A | #N/A | #N/A | #N/A | #N/A | #N/A | #N/A
| Not Required |  | R+2F |  | - |  |  | N/A | #N/A |  | #N/A | #N/A | #N/A | #N/A | #N/A | #N/A | #N/A | #N/A
| Not Required |  | R+2F |  | - |  |  | N/A | #N/A |  | #N/A | #N/A | #N/A | #N/A | #N/A | #N/A | #N/A | #N/A
| Required |  | R+2F | A | 7.2898 | WSP-D | Continuous | Required | Optional | Installed | 2.1109 | 6.9255 | 28.96% | WIND | 2.1324 | 6.9962 | 29.25% | WIND
| Required |  | R+2F | B | 7.2898 | WSP-E | Continuous | Required | Optional | Installed | 1.8981 | 6.2274 | 26.04% | WIND | 1.9293 | 6.3299 | 26.47% | WIND
| Required |  | R+2F | C | 7.2898 | WSP-D | Continuous | Required | Optional | Installed | 2.1109 | 6.9255 | 28.96% | WIND | 2.1324 | 6.9962 | 29.25% | WIND
| Required |  | R+2F | D | 7.2898 | WSP-E | Continuous | Required | Optional | Installed | 1.8981 | 6.2274 | 26.04% | WIND | 1.9293 | 6.3299 | 26.47% | WIND
| Required |  | R+2F | E | 7.2898 | WSP-D | Continuous | Required | Optional | Installed | 2.1109 | 6.9255 | 28.96% | WIND | 2.1324 | 6.9962 | 29.25% | WIND
| Not Required |  | R+2F |  | - |  |  | N/A | #N/A |  | #N/A | #N/A | #N/A | #N/A | #N/A | #N/A | #N/A | #N/A
| Not Required |  | R+2F |  | - |  |  | N/A | #N/A |  | #N/A | #N/A | #N/A | #N/A | #N/A | #N/A | #N/A | #N/A
| Not Required |  | R+2F |  | - |  |  | N/A | #N/A |  | #N/A | #N/A | #N/A | #N/A | #N/A | #N/A | #N/A | #N/A
| Not Required |  | R+2F |  | - |  |  | N/A | #N/A |  | #N/A | #N/A | #N/A | #N/A | #N/A | #N/A | #N/A | #N/A
| Not Required |  | R+2F |  | - |  |  | N/A | #N/A |  | #N/A | #N/A | #N/A | #N/A | #N/A | #N/A | #N/A | #N/A
Not Required
| Not Required |  | For Basement/Crawlspace designed as a Relaxed Braced Storey
| Not Required |  | With concrete foundation walls, extending to the underside of the first wood-framed floor, around the exterior
| Not Required |  | Braced Storey above Basement/Crawlspace: |  |  |  |  | N/A
| Not Required |  | Primary Bracing Details | [5 empty] | Secondary Bracing Details |  | Caclulation Method (Tables) Required Length |  |  |  | Calculation Method (Alternative) Required Length
| Not Required |  | Band ID |  | Building Dimension ¦¦ Band (m) | Band Location | Reference Framing Type | Sheathing Continuity | Interior/Reverse Drywall | Design Choice | (m) | (ft) | % of ¦¦ B/CS Dimension | Design Driver | (m) | (ft) | % of ¦¦ B/CS Dimension | Design Driver
| Not Required |  | B/CS |  | - |  |  |  | #N/A |  | #N/A | #N/A | #N/A | #N/A | #N/A | #N/A | #N/A | #N/A
| Not Required |  | B/CS |  | - |  |  |  | #N/A |  | #N/A | #N/A | #N/A | #N/A | #N/A | #N/A | #N/A | #N/A
| Not Required |  | B/CS |  | - |  |  |  | #N/A |  | #N/A | #N/A | #N/A | #N/A | #N/A | #N/A | #N/A | #N/A
| Not Required |  | B/CS |  | - |  |  |  | #N/A |  | #N/A | #N/A | #N/A | #N/A | #N/A | #N/A | #N/A | #N/A
| Not Required |  | B/CS |  | - |  |  |  | #N/A |  | #N/A | #N/A | #N/A | #N/A | #N/A | #N/A | #N/A | #N/A
| Not Required |  | B/CS |  | - |  |  |  | #N/A |  | #N/A | #N/A | #N/A | #N/A | #N/A | #N/A | #N/A | #N/A
| Not Required |  | B/CS |  | - |  |  |  | #N/A |  | #N/A | #N/A | #N/A | #N/A | #N/A | #N/A | #N/A | #N/A
| Not Required |  | B/CS |  | - |  |  |  | #N/A |  | #N/A | #N/A | #N/A | #N/A | #N/A | #N/A | #N/A | #N/A
| Not Required |  | B/CS |  | - |  |  |  | #N/A |  | #N/A | #N/A | #N/A | #N/A | #N/A | #N/A | #N/A | #N/A
| Not Required |  | B/CS |  | - |  |  |  | #N/A |  | #N/A | #N/A | #N/A | #N/A | #N/A | #N/A | #N/A | #N/A
| Not Required |  | B/CS |  | - |  |  |  | #N/A |  | #N/A | #N/A | #N/A | #N/A | #N/A | #N/A | #N/A | #N/A
| Not Required |  | B/CS |  | - |  |  |  | #N/A |  | #N/A | #N/A | #N/A | #N/A | #N/A | #N/A | #N/A | #N/A
| Not Required |  | B/CS |  | - |  |  |  | #N/A |  | #N/A | #N/A | #N/A | #N/A | #N/A | #N/A | #N/A | #N/A
| Not Required |  | B/CS |  | - |  |  |  | #N/A |  | #N/A | #N/A | #N/A | #N/A | #N/A | #N/A | #N/A | #N/A
| Not Required |  | B/CS |  | - |  |  |  | #N/A |  | #N/A | #N/A | #N/A | #N/A | #N/A | #N/A | #N/A | #N/A
| Not Required |  | B/CS |  | - |  |  |  | #N/A |  | #N/A | #N/A | #N/A | #N/A | #N/A | #N/A | #N/A | #N/A
| Not Required |  | B/CS |  | - |  |  |  | #N/A |  | #N/A | #N/A | #N/A | #N/A | #N/A | #N/A | #N/A | #N/A
| Not Required |  | B/CS |  | - |  |  |  | #N/A |  | #N/A | #N/A | #N/A | #N/A | #N/A | #N/A | #N/A | #N/A
| Not Required |  | B/CS |  | - |  |  |  | #N/A |  | #N/A | #N/A | #N/A | #N/A | #N/A | #N/A | #N/A | #N/A
| Not Required |  | B/CS |  | - |  |  |  | #N/A |  | #N/A | #N/A | #N/A | #N/A | #N/A | #N/A | #N/A | #N/A
Not Required
| Not Required |  | For Basement/Crawlspace designed as a Relaxed Braced Storey
| Not Required |  | With cripple walls, or cripple walls and stepped concrete foundation walls, extending to the underside of the first wood-framed floor, around the exterior and interior
| Not Required |  | Braced Storey above Basement/Crawlspace: |  |  |  |  | N/A
| Not Required |  | Primary Bracing Details | [5 empty] | Secondary Bracing Details |  | Caclulation Method (Tables) Required Length |  |  |  | Calculation Method (Alternative) Required Length
| Not Required |  | Band ID |  | Building Dimension ¦¦ Band (m) | Band Location | Reference Framing Type | Sheathing Continuity | Interior/Reverse Drywall | Design Choice | (m) | (ft) | % of ¦¦ B/CS Dimension | Design Driver | (m) | (ft) | % of ¦¦ B/CS Dimension | Design Driver
| Not Required |  | B/CS |  | - |  |  |  | #N/A |  | #N/A | #N/A | #N/A | #N/A | #N/A | #N/A | #N/A | #N/A
| Not Required |  | B/CS |  | - |  |  |  | #N/A |  | #N/A | #N/A | #N/A | #N/A | #N/A | #N/A | #N/A | #N/A
| Not Required |  | B/CS |  | - |  |  |  | #N/A |  | #N/A | #N/A | #N/A | #N/A | #N/A | #N/A | #N/A | #N/A
| Not Required |  | B/CS |  | - |  |  |  | #N/A |  | #N/A | #N/A | #N/A | #N/A | #N/A | #N/A | #N/A | #N/A
| Not Required |  | B/CS |  | - |  |  |  | #N/A |  | #N/A | #N/A | #N/A | #N/A | #N/A | #N/A | #N/A | #N/A
| Not Required |  | B/CS |  | - |  |  |  | #N/A |  | #N/A | #N/A | #N/A | #N/A | #N/A | #N/A | #N/A | #N/A
| Not Required |  | B/CS |  | - |  |  |  | #N/A |  | #N/A | #N/A | #N/A | #N/A | #N/A | #N/A | #N/A | #N/A
| Not Required |  | B/CS |  | - |  |  |  | #N/A |  | #N/A | #N/A | #N/A | #N/A | #N/A | #N/A | #N/A | #N/A
| Not Required |  | B/CS |  | - |  |  |  | #N/A |  | #N/A | #N/A | #N/A | #N/A | #N/A | #N/A | #N/A | #N/A
| Not Required |  | B/CS |  | - |  |  |  | #N/A |  | #N/A | #N/A | #N/A | #N/A | #N/A | #N/A | #N/A | #N/A
| Not Required |  | B/CS |  | - |  |  |  | #N/A |  | #N/A | #N/A | #N/A | #N/A | #N/A | #N/A | #N/A | #N/A
| Not Required |  | B/CS |  | - |  |  |  | #N/A |  | #N/A | #N/A | #N/A | #N/A | #N/A | #N/A | #N/A | #N/A
| Not Required |  | B/CS |  | - |  |  |  | #N/A |  | #N/A | #N/A | #N/A | #N/A | #N/A | #N/A | #N/A | #N/A
| Not Required |  | B/CS |  | - |  |  |  | #N/A |  | #N/A | #N/A | #N/A | #N/A | #N/A | #N/A | #N/A | #N/A
| Not Required |  | B/CS |  | - |  |  |  | #N/A |  | #N/A | #N/A | #N/A | #N/A | #N/A | #N/A | #N/A | #N/A
| Not Required |  | B/CS |  | - |  |  |  | #N/A |  | #N/A | #N/A | #N/A | #N/A | #N/A | #N/A | #N/A | #N/A
| Not Required |  | B/CS |  | - |  |  |  | #N/A |  | #N/A | #N/A | #N/A | #N/A | #N/A | #N/A | #N/A | #N/A
| Not Required |  | B/CS |  | - |  |  |  | #N/A |  | #N/A | #N/A | #N/A | #N/A | #N/A | #N/A | #N/A | #N/A
| Not Required |  | B/CS |  | - |  |  |  | #N/A |  | #N/A | #N/A | #N/A | #N/A | #N/A | #N/A | #N/A | #N/A
| Not Required |  | B/CS |  | - |  |  |  | #N/A |  | #N/A | #N/A | #N/A | #N/A | #N/A | #N/A | #N/A | #N/A
¦ Permit/File Number: Building Permit 123567 ¦ Calculations completed by: Tim - info@part9bracing.ca ¦
<End of Sheet (I-3) Design & Feedback>

## (I-4) Length Compliance
O
|  |  | Part 9 Bracing Calculator (No Scripts) | [18 empty] | beta_1.043
For Design, Compliance and Construction
ReadMe | Filter |  | Sheet (I-4): Inputs - Total Length Compliance (Tables and Alternative)
Required
| Required |  | Plan Check Note: In addition to compliant total lengths, review provided length against minimum Panel length per BCBC2024 T-9.23.13.5.
Required
| Required |  | For Braced Storeys
| Required |  |  |  |  | Total Length of Panels in each Band | [14 empty] | Code Compliance Check
| Required |  |  |  |  | Tables |  |  |  |  | Alternative |  |  |  |  | Provided
| Required |  | Band ID |  | Reference Framing Type | Ft | - | In | - | 0.0625 | Ft | - | In | - | 0.0625 | Ft | - | In | - | 0.0625 | Tables | Alternative
| Required |  | R | 1 | WSP-A | 9 | - | 8 | - | 6 | 7 | - | 8 | - | 10 | 10 | - |  | - |  | PASS | PASS
| Required |  | R | 2 | WSP-A | 9 | - | 8 | - | 6 | 7 | - | 8 | - | 10 | 10 | - |  | - |  | PASS | PASS
| Required |  | R | 3 | WSP-A | 9 | - | 8 | - | 6 | 7 | - | 8 | - | 10 | 10 | - |  | - |  | PASS | PASS
| Required |  | R | 4 | WSP-A | 9 | - | 8 | - | 6 | 7 | - | 8 | - | 10 | 10 | - |  | - |  | PASS | PASS
| Not Required |  | R | - | - | #N/A | - | #N/A | - | #N/A | #N/A | - | #N/A | - | #N/A |  | - |  | - |  | #N/A | #N/A
| Not Required |  | R | - | - | #N/A | - | #N/A | - | #N/A | #N/A | - | #N/A | - | #N/A |  | - |  | - |  | #N/A | #N/A
| Not Required |  | R | - | - | #N/A | - | #N/A | - | #N/A | #N/A | - | #N/A | - | #N/A |  | - |  | - |  | #N/A | #N/A
| Not Required |  | R | - | - | #N/A | - | #N/A | - | #N/A | #N/A | - | #N/A | - | #N/A |  | - |  | - |  | #N/A | #N/A
| Not Required |  | R | - | - | #N/A | - | #N/A | - | #N/A | #N/A | - | #N/A | - | #N/A |  | - |  | - |  | #N/A | #N/A
| Not Required |  | R | - | - | #N/A | - | #N/A | - | #N/A | #N/A | - | #N/A | - | #N/A |  | - |  | - |  | #N/A | #N/A
| Required |  | R | A | WSP-A | 5 | - | 5 | - | 14 | 5 | - | 6 | - | 9 | 6 | - |  | - |  | PASS | PASS
| Required |  | R | B | WSP-A | 5 | - | 5 | - | 14 | 5 | - | 6 | - | 9 | 6 | - |  | - |  | PASS | PASS
| Required |  | R | C | WSP-A | 5 | - | 5 | - | 14 | 5 | - | 6 | - | 9 | 10 | - |  | - |  | PASS | PASS
| Required |  | R | D | WSP-A | 5 | - | 5 | - | 14 | 5 | - | 6 | - | 9 | 6 | - |  | - |  | PASS | PASS
| Required |  | R | E | WSP-A | 5 | - | 5 | - | 14 | 5 | - | 6 | - | 9 | 6 | - |  | - |  | PASS | PASS
| Not Required |  | R | - | - | #N/A | - | #N/A | - | #N/A | #N/A | - | #N/A | - | #N/A |  | - |  | - |  | #N/A | #N/A
| Not Required |  | R | - | - | #N/A | - | #N/A | - | #N/A | #N/A | - | #N/A | - | #N/A |  | - |  | - |  | #N/A | #N/A
| Not Required |  | R | - | - | #N/A | - | #N/A | - | #N/A | #N/A | - | #N/A | - | #N/A |  | - |  | - |  | #N/A | #N/A
| Not Required |  | R | - | - | #N/A | - | #N/A | - | #N/A | #N/A | - | #N/A | - | #N/A |  | - |  | - |  | #N/A | #N/A
| Not Required |  | R | - | - | #N/A | - | #N/A | - | #N/A | #N/A | - | #N/A | - | #N/A |  | - |  | - |  | #N/A | #N/A
| Required |  | R+1F | 1 | WSP-B | 10 | - | 10 | - | 10 | 8 | - | 8 | - | 10 | 10 | - |  | - |  | FAIL | PASS
| Required |  | R+1F | 2 | WSP-B | 10 | - | 10 | - | 10 | 8 | - | 8 | - | 10 | 10 | - |  | - |  | FAIL | PASS
| Required |  | R+1F | 3 | WSP-B | 10 | - | 10 | - | 10 | 8 | - | 8 | - | 10 | 10 | - |  | - |  | FAIL | PASS
| Required |  | R+1F | 4 | WSP-B | 10 | - | 10 | - | 10 | 8 | - | 8 | - | 10 | 10 | - |  | - |  | FAIL | PASS
| Not Required |  | R+1F | - | - | #N/A | - | #N/A | - | #N/A | #N/A | - | #N/A | - | #N/A |  | - |  | - |  | #N/A | #N/A
| Not Required |  | R+1F | - | - | #N/A | - | #N/A | - | #N/A | #N/A | - | #N/A | - | #N/A |  | - |  | - |  | #N/A | #N/A
| Not Required |  | R+1F | - | - | #N/A | - | #N/A | - | #N/A | #N/A | - | #N/A | - | #N/A |  | - |  | - |  | #N/A | #N/A
| Not Required |  | R+1F | - | - | #N/A | - | #N/A | - | #N/A | #N/A | - | #N/A | - | #N/A |  | - |  | - |  | #N/A | #N/A
| Not Required |  | R+1F | - | - | #N/A | - | #N/A | - | #N/A | #N/A | - | #N/A | - | #N/A |  | - |  | - |  | #N/A | #N/A
| Not Required |  | R+1F | - | - | #N/A | - | #N/A | - | #N/A | #N/A | - | #N/A | - | #N/A |  | - |  | - |  | #N/A | #N/A
| Required |  | R+1F | A | WSP-D | 4 | - | 7 | - | 2 | 4 | - | 7 | - | 16 | 5 | - |  | - |  | PASS | PASS
| Required |  | R+1F | B | WSP-D | 4 | - | 7 | - | 2 | 4 | - | 7 | - | 16 | 5 | - |  | - |  | PASS | PASS
| Required |  | R+1F | C | WSP-A | 11 | - | 0 | - | 7 | 11 | - | 1 | - | 5 | 11 | - | 6 | - |  | PASS | PASS
| Required |  | R+1F | D | WSP-D | 4 | - | 7 | - | 2 | 4 | - | 7 | - | 16 | 5 | - |  | - |  | PASS | PASS
| Required |  | R+1F | E | WSP-D | 4 | - | 7 | - | 2 | 4 | - | 7 | - | 16 | 5 | - |  | - |  | PASS | PASS
| Not Required |  | R+1F | - | - | #N/A | - | #N/A | - | #N/A | #N/A | - | #N/A | - | #N/A |  | - |  | - |  | #N/A | #N/A
| Not Required |  | R+1F | - | - | #N/A | - | #N/A | - | #N/A | #N/A | - | #N/A | - | #N/A |  | - |  | - |  | #N/A | #N/A
| Not Required |  | R+1F | - | - | #N/A | - | #N/A | - | #N/A | #N/A | - | #N/A | - | #N/A |  | - |  | - |  | #N/A | #N/A
| Not Required |  | R+1F | - | - | #N/A | - | #N/A | - | #N/A | #N/A | - | #N/A | - | #N/A |  | - |  | - |  | #N/A | #N/A
| Not Required |  | R+1F | - | - | #N/A | - | #N/A | - | #N/A | #N/A | - | #N/A | - | #N/A |  | - |  | - |  | #N/A | #N/A
| Required |  | R+2F | 1 | WSP-D | 9 | - | 3 | - | 15 | 9 | - | 11 | - | 7 | 10 | - |  | - |  | PASS | PASS
| Required |  | R+2F | 2 | WSP-D | 9 | - | 3 | - | 15 | 9 | - | 11 | - | 7 | 10 | - |  | - |  | PASS | PASS
| Required |  | R+2F | 3 | WSP-D | 9 | - | 3 | - | 15 | 9 | - | 11 | - | 7 | 10 | - |  | - |  | PASS | PASS
| Required |  | R+2F | 4 | WSP-D | 9 | - | 3 | - | 15 | 9 | - | 11 | - | 7 | 10 | - |  | - |  | PASS | PASS
| Not Required |  | R+2F | - | - | #N/A | - | #N/A | - | #N/A | #N/A | - | #N/A | - | #N/A |  | - |  | - |  | #N/A | #N/A
| Not Required |  | R+2F | - | - | #N/A | - | #N/A | - | #N/A | #N/A | - | #N/A | - | #N/A |  | - |  | - |  | #N/A | #N/A
| Not Required |  | R+2F | - | - | #N/A | - | #N/A | - | #N/A | #N/A | - | #N/A | - | #N/A |  | - |  | - |  | #N/A | #N/A
| Not Required |  | R+2F | - | - | #N/A | - | #N/A | - | #N/A | #N/A | - | #N/A | - | #N/A |  | - |  | - |  | #N/A | #N/A
| Not Required |  | R+2F | - | - | #N/A | - | #N/A | - | #N/A | #N/A | - | #N/A | - | #N/A |  | - |  | - |  | #N/A | #N/A
| Not Required |  | R+2F | - | - | #N/A | - | #N/A | - | #N/A | #N/A | - | #N/A | - | #N/A |  | - |  | - |  | #N/A | #N/A
| Required |  | R+2F | A | WSP-D | 6 | - | 11 | - | 2 | 6 | - | 11 | - | 16 | 8 | - |  | - |  | PASS | PASS
| Required |  | R+2F | B | WSP-E | 6 | - | 2 | - | 12 | 6 | - | 3 | - | 16 | 6 | - | 6 | - |  | PASS | PASS
| Required |  | R+2F | C | WSP-D | 6 | - | 11 | - | 2 | 6 | - | 11 | - | 16 | 9 | - |  | - |  | PASS | PASS
| Required |  | R+2F | D | WSP-E | 6 | - | 2 | - | 12 | 6 | - | 3 | - | 16 | 6 | - | 6 | - |  | PASS | PASS
| Required |  | R+2F | E | WSP-D | 6 | - | 11 | - | 2 | 6 | - | 11 | - | 16 | 8 | - |  | - |  | PASS | PASS
| Not Required |  | R+2F | - | - | #N/A | - | #N/A | - | #N/A | #N/A | - | #N/A | - | #N/A |  | - |  | - |  | #N/A | #N/A
| Not Required |  | R+2F | - | - | #N/A | - | #N/A | - | #N/A | #N/A | - | #N/A | - | #N/A |  | - |  | - |  | #N/A | #N/A
| Not Required |  | R+2F | - | - | #N/A | - | #N/A | - | #N/A | #N/A | - | #N/A | - | #N/A |  | - |  | - |  | #N/A | #N/A
| Not Required |  | R+2F | - | - | #N/A | - | #N/A | - | #N/A | #N/A | - | #N/A | - | #N/A |  | - |  | - |  | #N/A | #N/A
| Not Required |  | R+2F | - | - | #N/A | - | #N/A | - | #N/A | #N/A | - | #N/A | - | #N/A |  | - |  | - |  | #N/A | #N/A
Not Required
| Not Required |  | For Basement/Crawlspace designed as a Relaxed Braced Storey
| Not Required |  | With concrete foundation walls, extending to the underside of the first wood-framed floor, around the exterior
| Not Required |  | Braced Storey above: |  |  | Total Length of Panels in each Band | [14 empty] | Code Compliance Check
| Not Required |  | N/A |  |  | Tables |  |  |  |  | Alternative |  |  |  |  | Provided
| Not Required |  | Band ID |  | Reference Framing Type | Ft | - | In | - | 0.0625 | Ft | - | In | - | 0.0625 | Ft | - | In | - | 0.0625 | Tables | Alternative
| Not Required |  | B/CS | - | - | #N/A | - | #N/A | - | #N/A | #N/A | - | #N/A | - | #N/A |  | - |  | - |  | #N/A | #N/A
| Not Required |  | B/CS | - | - | #N/A | - | #N/A | - | #N/A | #N/A | - | #N/A | - | #N/A |  | - |  | - |  | #N/A | #N/A
| Not Required |  | B/CS | - | - | #N/A | - | #N/A | - | #N/A | #N/A | - | #N/A | - | #N/A |  | - |  | - |  | #N/A | #N/A
| Not Required |  | B/CS | - | - | #N/A | - | #N/A | - | #N/A | #N/A | - | #N/A | - | #N/A |  | - |  | - |  | #N/A | #N/A
| Not Required |  | B/CS | - | - | #N/A | - | #N/A | - | #N/A | #N/A | - | #N/A | - | #N/A |  | - |  | - |  | #N/A | #N/A
| Not Required |  | B/CS | - | - | #N/A | - | #N/A | - | #N/A | #N/A | - | #N/A | - | #N/A |  | - |  | - |  | #N/A | #N/A
| Not Required |  | B/CS | - | - | #N/A | - | #N/A | - | #N/A | #N/A | - | #N/A | - | #N/A |  | - |  | - |  | #N/A | #N/A
| Not Required |  | B/CS | - | - | #N/A | - | #N/A | - | #N/A | #N/A | - | #N/A | - | #N/A |  | - |  | - |  | #N/A | #N/A
| Not Required |  | B/CS | - | - | #N/A | - | #N/A | - | #N/A | #N/A | - | #N/A | - | #N/A |  | - |  | - |  | #N/A | #N/A
| Not Required |  | B/CS | - | - | #N/A | - | #N/A | - | #N/A | #N/A | - | #N/A | - | #N/A |  | - |  | - |  | #N/A | #N/A
| Not Required |  | B/CS | - | - | #N/A | - | #N/A | - | #N/A | #N/A | - | #N/A | - | #N/A |  | - |  | - |  | #N/A | #N/A
| Not Required |  | B/CS | - | - | #N/A | - | #N/A | - | #N/A | #N/A | - | #N/A | - | #N/A |  | - |  | - |  | #N/A | #N/A
| Not Required |  | B/CS | - | - | #N/A | - | #N/A | - | #N/A | #N/A | - | #N/A | - | #N/A |  | - |  | - |  | #N/A | #N/A
| Not Required |  | B/CS | - | - | #N/A | - | #N/A | - | #N/A | #N/A | - | #N/A | - | #N/A |  | - |  | - |  | #N/A | #N/A
| Not Required |  | B/CS | - | - | #N/A | - | #N/A | - | #N/A | #N/A | - | #N/A | - | #N/A |  | - |  | - |  | #N/A | #N/A
| Not Required |  | B/CS | - | - | #N/A | - | #N/A | - | #N/A | #N/A | - | #N/A | - | #N/A |  | - |  | - |  | #N/A | #N/A
| Not Required |  | B/CS | - | - | #N/A | - | #N/A | - | #N/A | #N/A | - | #N/A | - | #N/A |  | - |  | - |  | #N/A | #N/A
| Not Required |  | B/CS | - | - | #N/A | - | #N/A | - | #N/A | #N/A | - | #N/A | - | #N/A |  | - |  | - |  | #N/A | #N/A
| Not Required |  | B/CS | - | - | #N/A | - | #N/A | - | #N/A | #N/A | - | #N/A | - | #N/A |  | - |  | - |  | #N/A | #N/A
| Not Required |  | B/CS | - | - | #N/A | - | #N/A | - | #N/A | #N/A | - | #N/A | - | #N/A |  | - |  | - |  | #N/A | #N/A
Not Required
| Not Required |  | For Basement/Crawlspace designed as a Relaxed Braced Storey
| Not Required |  | With cripple walls, or cripple walls and stepped concrete foundation walls, extending to the underside of the first wood-framed floor, around the exterior and interior
| Not Required |  | Braced Storey above: |  |  | Total Length of Panels in each Band | [14 empty] | Code Compliance Check
| Not Required |  | N/A |  |  | Tables |  |  |  |  | Alternative |  |  |  |  | Provided
| Not Required |  | Band ID |  | Reference Framing Type | Ft | - | In | - | 0.0625 | Ft | - | In | - | 0.0625 | Ft | - | In | - | 0.0625 | Tables | Alternative
| Not Required |  | B/CS | - | - | #N/A | - | #N/A | - | #N/A | #N/A | - | #N/A | - | #N/A |  | - |  | - |  | #N/A | #N/A
| Not Required |  | B/CS | - | - | #N/A | - | #N/A | - | #N/A | #N/A | - | #N/A | - | #N/A |  | - |  | - |  | #N/A | #N/A
| Not Required |  | B/CS | - | - | #N/A | - | #N/A | - | #N/A | #N/A | - | #N/A | - | #N/A |  | - |  | - |  | #N/A | #N/A
| Not Required |  | B/CS | - | - | #N/A | - | #N/A | - | #N/A | #N/A | - | #N/A | - | #N/A |  | - |  | - |  | #N/A | #N/A
| Not Required |  | B/CS | - | - | #N/A | - | #N/A | - | #N/A | #N/A | - | #N/A | - | #N/A |  | - |  | - |  | #N/A | #N/A
| Not Required |  | B/CS | - | - | #N/A | - | #N/A | - | #N/A | #N/A | - | #N/A | - | #N/A |  | - |  | - |  | #N/A | #N/A
| Not Required |  | B/CS | - | - | #N/A | - | #N/A | - | #N/A | #N/A | - | #N/A | - | #N/A |  | - |  | - |  | #N/A | #N/A
| Not Required |  | B/CS | - | - | #N/A | - | #N/A | - | #N/A | #N/A | - | #N/A | - | #N/A |  | - |  | - |  | #N/A | #N/A
| Not Required |  | B/CS | - | - | #N/A | - | #N/A | - | #N/A | #N/A | - | #N/A | - | #N/A |  | - |  | - |  | #N/A | #N/A
| Not Required |  | B/CS | - | - | #N/A | - | #N/A | - | #N/A | #N/A | - | #N/A | - | #N/A |  | - |  | - |  | #N/A | #N/A
| Not Required |  | B/CS | - | - | #N/A | - | #N/A | - | #N/A | #N/A | - | #N/A | - | #N/A |  | - |  | - |  | #N/A | #N/A
| Not Required |  | B/CS | - | - | #N/A | - | #N/A | - | #N/A | #N/A | - | #N/A | - | #N/A |  | - |  | - |  | #N/A | #N/A
| Not Required |  | B/CS | - | - | #N/A | - | #N/A | - | #N/A | #N/A | - | #N/A | - | #N/A |  | - |  | - |  | #N/A | #N/A
| Not Required |  | B/CS | - | - | #N/A | - | #N/A | - | #N/A | #N/A | - | #N/A | - | #N/A |  | - |  | - |  | #N/A | #N/A
| Not Required |  | B/CS | - | - | #N/A | - | #N/A | - | #N/A | #N/A | - | #N/A | - | #N/A |  | - |  | - |  | #N/A | #N/A
| Not Required |  | B/CS | - | - | #N/A | - | #N/A | - | #N/A | #N/A | - | #N/A | - | #N/A |  | - |  | - |  | #N/A | #N/A
| Not Required |  | B/CS | - | - | #N/A | - | #N/A | - | #N/A | #N/A | - | #N/A | - | #N/A |  | - |  | - |  | #N/A | #N/A
| Not Required |  | B/CS | - | - | #N/A | - | #N/A | - | #N/A | #N/A | - | #N/A | - | #N/A |  | - |  | - |  | #N/A | #N/A
| Not Required |  | B/CS | - | - | #N/A | - | #N/A | - | #N/A | #N/A | - | #N/A | - | #N/A |  | - |  | - |  | #N/A | #N/A
| Not Required |  | B/CS | - | - | #N/A | - | #N/A | - | #N/A | #N/A | - | #N/A | - | #N/A |  | - |  | - |  | #N/A | #N/A
¦ Permit/File Number: Building Permit 123567 ¦ Calculations completed by: Tim - info@part9bracing.ca ¦
<End of Sheet (I-4) Length Compliance>

## (R-1) Unadjusted Lengths Calcs
O
|  |  | Part 9 Bracing Calculator (No Scripts) | [12 empty] | beta_1.043
For Design, Compliance and Construction
ReadMe | Filter |  | Sheet (R-1) Report: Unadjusted Lengths Calculations for Wind and Seismic Forces
Required
| Required |  | Plan Check Note: Review against BCBC2024 T-9.23.13.7.-A and T-9.23.13.7.-C
Required
| Required |  | HWP Table Bracket |  |  |  | 0.4 < HWP ≤ 0.5
| Required |  | Smax Table Bracket |  |  |  | 0.8 < Smax ≤ 1.2
| Required |  | Braced Storey above B/CS |  |  |  | N/A
Required
| Required | [5 empty] | Seismic Unajusted Lengths Table Values | [7 empty] | Unadjusted Lengths
| Required | [13 empty] | WIND | SEISMIC
| Required |  | Band ID |  | Building Dimension ¦¦ Band (m) | Reference Framing Type | 0.001 | 3.1 | 6.1 | 9.1 | 12.2 | 15.2 | 18.3 | 18.6192 | L(UW) (m) | L(US) (m)
| Required |  | R | 1 | 18.6182 | WSP-A | 0.66 | 0.66 | 1.14 | 1.62 | 2.11 | 2.59 | 3.08 | 3.1328 | 1.9 | 3.1326
| Required |  | R | 2 | 18.6182 | WSP-A | 0.66 | 0.66 | 1.14 | 1.62 | 2.11 | 2.59 | 3.08 | 3.1328 | 1.9 | 3.1326
| Required |  | R | 3 | 18.6182 | WSP-A | 0.66 | 0.66 | 1.14 | 1.62 | 2.11 | 2.59 | 3.08 | 3.1328 | 1.9 | 3.1326
| Required |  | R | 4 | 18.6182 | WSP-A | 0.66 | 0.66 | 1.14 | 1.62 | 2.11 | 2.59 | 3.08 | 3.1328 | 1.9 | 3.1326
| Not Required |  | R |  | - |  | #N/A | #N/A | #N/A | #N/A | #N/A | #N/A | #N/A | #N/A | #N/A | #N/A
| Not Required |  | R |  | - |  | #N/A | #N/A | #N/A | #N/A | #N/A | #N/A | #N/A | #N/A | #N/A | #N/A
| Not Required |  | R |  | - |  | #N/A | #N/A | #N/A | #N/A | #N/A | #N/A | #N/A | #N/A | #N/A | #N/A
| Not Required |  | R |  | - |  | #N/A | #N/A | #N/A | #N/A | #N/A | #N/A | #N/A | #N/A | #N/A | #N/A
| Not Required |  | R |  | - |  | #N/A | #N/A | #N/A | #N/A | #N/A | #N/A | #N/A | #N/A | #N/A | #N/A
| Not Required |  | R |  | - |  | #N/A | #N/A | #N/A | #N/A | #N/A | #N/A | #N/A | #N/A | #N/A | #N/A
| Required |  | R | A | 7.2898 | WSP-A | 0.66 | 0.66 | 1.14 | 1.62 | 2.11 | 2.59 | 3.08 | 3.1328 | 1.9 | 1.3304
| Required |  | R | B | 7.2898 | WSP-A | 0.66 | 0.66 | 1.14 | 1.62 | 2.11 | 2.59 | 3.08 | 3.1328 | 1.9 | 1.3304
| Required |  | R | C | 7.2898 | WSP-A | 0.66 | 0.66 | 1.14 | 1.62 | 2.11 | 2.59 | 3.08 | 3.1328 | 1.9 | 1.3304
| Required |  | R | D | 7.2898 | WSP-A | 0.66 | 0.66 | 1.14 | 1.62 | 2.11 | 2.59 | 3.08 | 3.1328 | 1.9 | 1.3304
| Required |  | R | E | 7.2898 | WSP-A | 0.66 | 0.66 | 1.14 | 1.62 | 2.11 | 2.59 | 3.08 | 3.1328 | 1.9 | 1.3304
| Not Required |  | R |  | - |  | #N/A | #N/A | #N/A | #N/A | #N/A | #N/A | #N/A | #N/A | #N/A | #N/A
| Not Required |  | R |  | - |  | #N/A | #N/A | #N/A | #N/A | #N/A | #N/A | #N/A | #N/A | #N/A | #N/A
| Not Required |  | R |  | - |  | #N/A | #N/A | #N/A | #N/A | #N/A | #N/A | #N/A | #N/A | #N/A | #N/A
| Not Required |  | R |  | - |  | #N/A | #N/A | #N/A | #N/A | #N/A | #N/A | #N/A | #N/A | #N/A | #N/A
| Not Required |  | R |  | - |  | #N/A | #N/A | #N/A | #N/A | #N/A | #N/A | #N/A | #N/A | #N/A | #N/A
| Required |  | R+1F | 1 | 18.6182 | WSP-B | 0.82 | 0.82 | 1.36 | 1.9 | 2.45 | 2.99 | 3.54 | 3.5997 | 2.06 | 3.5995
| Required |  | R+1F | 2 | 18.6182 | WSP-B | 0.82 | 0.82 | 1.36 | 1.9 | 2.45 | 2.99 | 3.54 | 3.5997 | 2.06 | 3.5995
| Required |  | R+1F | 3 | 18.6182 | WSP-B | 0.82 | 0.82 | 1.36 | 1.9 | 2.45 | 2.99 | 3.54 | 3.5997 | 2.06 | 3.5995
| Required |  | R+1F | 4 | 18.6182 | WSP-B | 0.82 | 0.82 | 1.36 | 1.9 | 2.45 | 2.99 | 3.54 | 3.5997 | 2.06 | 3.5995
| Not Required |  | R+1F |  | - |  | #N/A | #N/A | #N/A | #N/A | #N/A | #N/A | #N/A | #N/A | #N/A | #N/A
| Not Required |  | R+1F |  | - |  | #N/A | #N/A | #N/A | #N/A | #N/A | #N/A | #N/A | #N/A | #N/A | #N/A
| Not Required |  | R+1F |  | - |  | #N/A | #N/A | #N/A | #N/A | #N/A | #N/A | #N/A | #N/A | #N/A | #N/A
| Not Required |  | R+1F |  | - |  | #N/A | #N/A | #N/A | #N/A | #N/A | #N/A | #N/A | #N/A | #N/A | #N/A
| Not Required |  | R+1F |  | - |  | #N/A | #N/A | #N/A | #N/A | #N/A | #N/A | #N/A | #N/A | #N/A | #N/A
| Not Required |  | R+1F |  | - |  | #N/A | #N/A | #N/A | #N/A | #N/A | #N/A | #N/A | #N/A | #N/A | #N/A
| Required |  | R+1F | A | 7.2898 | WSP-D | 0.65 | 0.65 | 1.08 | 1.5 | 1.94 | 2.37 | 2.81 | 2.8544 | 1.63 | 1.2466
| Required |  | R+1F | B | 7.2898 | WSP-D | 0.65 | 0.65 | 1.08 | 1.5 | 1.94 | 2.37 | 2.81 | 2.8544 | 1.63 | 1.2466
| Required |  | R+1F | C | 7.2898 | WSP-A | 1.56 | 1.56 | 2.58 | 3.61 | 4.66 | 5.68 | 6.74 | 6.8477 | 3.92 | 2.9885
| Required |  | R+1F | D | 7.2898 | WSP-D | 0.65 | 0.65 | 1.08 | 1.5 | 1.94 | 2.37 | 2.81 | 2.8544 | 1.63 | 1.2466
| Required |  | R+1F | E | 7.2898 | WSP-D | 0.65 | 0.65 | 1.08 | 1.5 | 1.94 | 2.37 | 2.81 | 2.8544 | 1.63 | 1.2466
| Not Required |  | R+1F |  | - |  | #N/A | #N/A | #N/A | #N/A | #N/A | #N/A | #N/A | #N/A | #N/A | #N/A
| Not Required |  | R+1F |  | - |  | #N/A | #N/A | #N/A | #N/A | #N/A | #N/A | #N/A | #N/A | #N/A | #N/A
| Not Required |  | R+1F |  | - |  | #N/A | #N/A | #N/A | #N/A | #N/A | #N/A | #N/A | #N/A | #N/A | #N/A
| Not Required |  | R+1F |  | - |  | #N/A | #N/A | #N/A | #N/A | #N/A | #N/A | #N/A | #N/A | #N/A | #N/A
| Not Required |  | R+1F |  | - |  | #N/A | #N/A | #N/A | #N/A | #N/A | #N/A | #N/A | #N/A | #N/A | #N/A
| Required |  | R+2F | 1 | 17.399 | WSP-D | 1.03 | 1.03 | 1.68 | 2.33 | 3.01 | 3.66 | 2.89 | 2.9355 | 2.48 | 3.1138
| Required |  | R+2F | 2 | 17.399 | WSP-D | 1.03 | 1.03 | 1.68 | 2.33 | 3.01 | 3.66 | 2.89 | 2.9355 | 2.48 | 3.1138
| Required |  | R+2F | 3 | 17.399 | WSP-D | 1.03 | 1.03 | 1.68 | 2.33 | 3.01 | 3.66 | 2.89 | 2.9355 | 2.48 | 3.1138
| Required |  | R+2F | 4 | 17.399 | WSP-D | 1.03 | 1.03 | 1.68 | 2.33 | 3.01 | 3.66 | 2.89 | 2.9355 | 2.48 | 3.1138
| Not Required |  | R+2F |  | - |  | #N/A | #N/A | #N/A | #N/A | #N/A | #N/A | #N/A | #N/A | #N/A | #N/A
| Not Required |  | R+2F |  | - |  | #N/A | #N/A | #N/A | #N/A | #N/A | #N/A | #N/A | #N/A | #N/A | #N/A
| Not Required |  | R+2F |  | - |  | #N/A | #N/A | #N/A | #N/A | #N/A | #N/A | #N/A | #N/A | #N/A | #N/A
| Not Required |  | R+2F |  | - |  | #N/A | #N/A | #N/A | #N/A | #N/A | #N/A | #N/A | #N/A | #N/A | #N/A
| Not Required |  | R+2F |  | - |  | #N/A | #N/A | #N/A | #N/A | #N/A | #N/A | #N/A | #N/A | #N/A | #N/A
| Not Required |  | R+2F |  | - |  | #N/A | #N/A | #N/A | #N/A | #N/A | #N/A | #N/A | #N/A | #N/A | #N/A
| Required |  | R+2F | A | 7.2898 | WSP-D | 1.03 | 1.03 | 1.68 | 2.33 | 3.01 | 3.66 | 2.89 | 2.9355 | 2.48 | 1.9378
| Required |  | R+2F | B | 7.2898 | WSP-E | 0.93 | 0.93 | 1.51 | 2.1 | 2.71 | 3.3 | 2.6 | 2.6441 | 2.23 | 1.744
| Required |  | R+2F | C | 7.2898 | WSP-D | 1.03 | 1.03 | 1.68 | 2.33 | 3.01 | 3.66 | 2.89 | 2.9355 | 2.48 | 1.9378
| Required |  | R+2F | D | 7.2898 | WSP-E | 0.93 | 0.93 | 1.51 | 2.1 | 2.71 | 3.3 | 2.6 | 2.6441 | 2.23 | 1.744
| Required |  | R+2F | E | 7.2898 | WSP-D | 1.03 | 1.03 | 1.68 | 2.33 | 3.01 | 3.66 | 2.89 | 2.9355 | 2.48 | 1.9378
| Not Required |  | R+2F |  | - |  | #N/A | #N/A | #N/A | #N/A | #N/A | #N/A | #N/A | #N/A | #N/A | #N/A
| Not Required |  | R+2F |  | - |  | #N/A | #N/A | #N/A | #N/A | #N/A | #N/A | #N/A | #N/A | #N/A | #N/A
| Not Required |  | R+2F |  | - |  | #N/A | #N/A | #N/A | #N/A | #N/A | #N/A | #N/A | #N/A | #N/A | #N/A
| Not Required |  | R+2F |  | - |  | #N/A | #N/A | #N/A | #N/A | #N/A | #N/A | #N/A | #N/A | #N/A | #N/A
| Not Required |  | R+2F |  | - |  | #N/A | #N/A | #N/A | #N/A | #N/A | #N/A | #N/A | #N/A | #N/A | #N/A
| Not Required |  | B/CS |  | - |  | #N/A | #N/A | #N/A | #N/A | #N/A | #N/A | #N/A | #N/A | #N/A | #N/A
| Not Required |  | B/CS |  | - |  | #N/A | #N/A | #N/A | #N/A | #N/A | #N/A | #N/A | #N/A | #N/A | #N/A
| Not Required |  | B/CS |  | - |  | #N/A | #N/A | #N/A | #N/A | #N/A | #N/A | #N/A | #N/A | #N/A | #N/A
| Not Required |  | B/CS |  | - |  | #N/A | #N/A | #N/A | #N/A | #N/A | #N/A | #N/A | #N/A | #N/A | #N/A
| Not Required |  | B/CS |  | - |  | #N/A | #N/A | #N/A | #N/A | #N/A | #N/A | #N/A | #N/A | #N/A | #N/A
| Not Required |  | B/CS |  | - |  | #N/A | #N/A | #N/A | #N/A | #N/A | #N/A | #N/A | #N/A | #N/A | #N/A
| Not Required |  | B/CS |  | - |  | #N/A | #N/A | #N/A | #N/A | #N/A | #N/A | #N/A | #N/A | #N/A | #N/A
| Not Required |  | B/CS |  | - |  | #N/A | #N/A | #N/A | #N/A | #N/A | #N/A | #N/A | #N/A | #N/A | #N/A
| Not Required |  | B/CS |  | - |  | #N/A | #N/A | #N/A | #N/A | #N/A | #N/A | #N/A | #N/A | #N/A | #N/A
| Not Required |  | B/CS |  | - |  | #N/A | #N/A | #N/A | #N/A | #N/A | #N/A | #N/A | #N/A | #N/A | #N/A
| Not Required |  | B/CS |  | - |  | #N/A | #N/A | #N/A | #N/A | #N/A | #N/A | #N/A | #N/A | #N/A | #N/A
| Not Required |  | B/CS |  | - |  | #N/A | #N/A | #N/A | #N/A | #N/A | #N/A | #N/A | #N/A | #N/A | #N/A
| Not Required |  | B/CS |  | - |  | #N/A | #N/A | #N/A | #N/A | #N/A | #N/A | #N/A | #N/A | #N/A | #N/A
| Not Required |  | B/CS |  | - |  | #N/A | #N/A | #N/A | #N/A | #N/A | #N/A | #N/A | #N/A | #N/A | #N/A
| Not Required |  | B/CS |  | - |  | #N/A | #N/A | #N/A | #N/A | #N/A | #N/A | #N/A | #N/A | #N/A | #N/A
| Not Required |  | B/CS |  | - |  | #N/A | #N/A | #N/A | #N/A | #N/A | #N/A | #N/A | #N/A | #N/A | #N/A
| Not Required |  | B/CS |  | - |  | #N/A | #N/A | #N/A | #N/A | #N/A | #N/A | #N/A | #N/A | #N/A | #N/A
| Not Required |  | B/CS |  | - |  | #N/A | #N/A | #N/A | #N/A | #N/A | #N/A | #N/A | #N/A | #N/A | #N/A
| Not Required |  | B/CS |  | - |  | #N/A | #N/A | #N/A | #N/A | #N/A | #N/A | #N/A | #N/A | #N/A | #N/A
| Not Required |  | B/CS |  | - |  | #N/A | #N/A | #N/A | #N/A | #N/A | #N/A | #N/A | #N/A | #N/A | #N/A
| Not Required |  | B/CS |  | - |  | #N/A | #N/A | #N/A | #N/A | #N/A | #N/A | #N/A | #N/A | #N/A | #N/A
| Not Required |  | B/CS |  | - |  | #N/A | #N/A | #N/A | #N/A | #N/A | #N/A | #N/A | #N/A | #N/A | #N/A
| Not Required |  | B/CS |  | - |  | #N/A | #N/A | #N/A | #N/A | #N/A | #N/A | #N/A | #N/A | #N/A | #N/A
| Not Required |  | B/CS |  | - |  | #N/A | #N/A | #N/A | #N/A | #N/A | #N/A | #N/A | #N/A | #N/A | #N/A
| Not Required |  | B/CS |  | - |  | #N/A | #N/A | #N/A | #N/A | #N/A | #N/A | #N/A | #N/A | #N/A | #N/A
| Not Required |  | B/CS |  | - |  | #N/A | #N/A | #N/A | #N/A | #N/A | #N/A | #N/A | #N/A | #N/A | #N/A
| Not Required |  | B/CS |  | - |  | #N/A | #N/A | #N/A | #N/A | #N/A | #N/A | #N/A | #N/A | #N/A | #N/A
| Not Required |  | B/CS |  | - |  | #N/A | #N/A | #N/A | #N/A | #N/A | #N/A | #N/A | #N/A | #N/A | #N/A
| Not Required |  | B/CS |  | - |  | #N/A | #N/A | #N/A | #N/A | #N/A | #N/A | #N/A | #N/A | #N/A | #N/A
| Not Required |  | B/CS |  | - |  | #N/A | #N/A | #N/A | #N/A | #N/A | #N/A | #N/A | #N/A | #N/A | #N/A
| Not Required |  | B/CS |  | - |  | #N/A | #N/A | #N/A | #N/A | #N/A | #N/A | #N/A | #N/A | #N/A | #N/A
| Not Required |  | B/CS |  | - |  | #N/A | #N/A | #N/A | #N/A | #N/A | #N/A | #N/A | #N/A | #N/A | #N/A
| Not Required |  | B/CS |  | - |  | #N/A | #N/A | #N/A | #N/A | #N/A | #N/A | #N/A | #N/A | #N/A | #N/A
| Not Required |  | B/CS |  | - |  | #N/A | #N/A | #N/A | #N/A | #N/A | #N/A | #N/A | #N/A | #N/A | #N/A
| Not Required |  | B/CS |  | - |  | #N/A | #N/A | #N/A | #N/A | #N/A | #N/A | #N/A | #N/A | #N/A | #N/A
| Not Required |  | B/CS |  | - |  | #N/A | #N/A | #N/A | #N/A | #N/A | #N/A | #N/A | #N/A | #N/A | #N/A
| Not Required |  | B/CS |  | - |  | #N/A | #N/A | #N/A | #N/A | #N/A | #N/A | #N/A | #N/A | #N/A | #N/A
| Not Required |  | B/CS |  | - |  | #N/A | #N/A | #N/A | #N/A | #N/A | #N/A | #N/A | #N/A | #N/A | #N/A
| Not Required |  | B/CS |  | - |  | #N/A | #N/A | #N/A | #N/A | #N/A | #N/A | #N/A | #N/A | #N/A | #N/A
| Not Required |  | B/CS |  | - |  | #N/A | #N/A | #N/A | #N/A | #N/A | #N/A | #N/A | #N/A | #N/A | #N/A
¦ Permit/File Number: Building Permit 123567 ¦ Calculations completed by: Tim - info@part9bracing.ca ¦
<End of Sheet (R-1) Unadjusted Lengths Calcs>

## (R-2) Adjusted Lengths (Tables)
O
|  |  | Part 9 Bracing Calculator (No Scripts) | [22 empty] | beta_1.043
For Design, Compliance and Construction
ReadMe | Filter: |  | Sheet (R-2): Report - Adjustment Factors and Adjusted Lengths - Calculation Method (Tables)
Required
| Required |  | Plan Check Note: Review Adjustment Factors against BCBC2024 T-9.23.13.7.-B and T-9.23.13.7.-D
Required
| Required |  | For Braced Storeys
| Required | [7 empty] | WIND | [6 empty] | Total | SEISMIC | [6 empty] | Total | Most Restrictive
| Required |  | Band ID |  | Building Dimension ¦¦ Band (m) | Reference Framing Type | Sheathing Continuity | Interior/Reverse Drywall | L(UW) (m) | K(W) exp | K(W) roof | K(W) spacing | K(W) number | K(W) gyp | K(W) sheath | L(W) (m) | L(US) (m) | K(S) weight | K(S) snow | K(S) spacing | K(S) number | K(S) gyp | K(S) sheath | L(S) (m) | Required Length (m) | Design Driver
| Required |  | R | 1 | 18.6182 | WSP-A | Continuous | Installed | 1.9 | 1 | 1.048 | 0.51 | 1.38 | 1 | 1 | 1.4014 | 3.1326 | 1 | 1.048 | 0.6 | 1.5 | 1 | 1 | 2.9547 | 2.9547 | SEISMIC
| Required |  | R | 2 | 18.6182 | WSP-A | Continuous | Installed | 1.9 | 1 | 1.048 | 0.51 | 1.38 | 1 | 1 | 1.4014 | 3.1326 | 1 | 1.048 | 0.6 | 1.5 | 1 | 1 | 2.9547 | 2.9547 | SEISMIC
| Required |  | R | 3 | 18.6182 | WSP-A | Continuous | Installed | 1.9 | 1 | 1.048 | 0.51 | 1.38 | 1 | 1 | 1.4014 | 3.1326 | 1 | 1.048 | 0.6 | 1.5 | 1 | 1 | 2.9547 | 2.9547 | SEISMIC
| Required |  | R | 4 | 18.6182 | WSP-A | Continuous | Installed | 1.9 | 1 | 1.048 | 0.51 | 1.38 | 1 | 1 | 1.4014 | 3.1326 | 1 | 1.048 | 0.6 | 1.5 | 1 | 1 | 2.9547 | 2.9547 | SEISMIC
| Not Required |  | R | - | - | - | - | - | #N/A | 1 | 1.048 | 0.51 | 1.38 | #N/A | 1.15 | #N/A | #N/A | 1 | 1.048 | 0.6 | 1.5 | #N/A | 1.15 | #N/A | #N/A | #N/A
| Not Required |  | R | - | - | - | - | - | #N/A | 1 | 1.048 | 0.51 | 1.38 | #N/A | 1.15 | #N/A | #N/A | 1 | 1.048 | 0.6 | 1.5 | #N/A | 1.15 | #N/A | #N/A | #N/A
| Not Required |  | R | - | - | - | - | - | #N/A | 1 | 1.048 | 0.51 | 1.38 | #N/A | 1.15 | #N/A | #N/A | 1 | 1.048 | 0.6 | 1.5 | #N/A | 1.15 | #N/A | #N/A | #N/A
| Not Required |  | R | - | - | - | - | - | #N/A | 1 | 1.048 | 0.51 | 1.38 | #N/A | 1.15 | #N/A | #N/A | 1 | 1.048 | 0.6 | 1.5 | #N/A | 1.15 | #N/A | #N/A | #N/A
| Not Required |  | R | - | - | - | - | - | #N/A | 1 | 1.048 | 0.51 | 1.38 | #N/A | 1.15 | #N/A | #N/A | 1 | 1.048 | 0.6 | 1.5 | #N/A | 1.15 | #N/A | #N/A | #N/A
| Not Required |  | R | - | - | - | - | - | #N/A | 1 | 1.048 | 0.51 | 1.38 | #N/A | 1.15 | #N/A | #N/A | 1 | 1.048 | 0.6 | 1.5 | #N/A | 1.15 | #N/A | #N/A | #N/A
| Required |  | R | A | 7.2898 | WSP-A | Continuous | Installed | 1.9 | 1 | 1.048 | 0.58744 | 1.43 | 1 | 1 | 1.6727 | 1.3304 | 1 | 1.048 | 0.66322 | 1.6 | 1 | 1 | 1.4795 | 1.6727 | WIND
| Required |  | R | B | 7.2898 | WSP-A | Continuous | Installed | 1.9 | 1 | 1.048 | 0.58744 | 1.43 | 1 | 1 | 1.6727 | 1.3304 | 1 | 1.048 | 0.66322 | 1.6 | 1 | 1 | 1.4795 | 1.6727 | WIND
| Required |  | R | C | 7.2898 | WSP-A | Continuous | Installed | 1.9 | 1 | 1.048 | 0.58744 | 1.43 | 1 | 1 | 1.6727 | 1.3304 | 1 | 1.048 | 0.66322 | 1.6 | 1 | 1 | 1.4795 | 1.6727 | WIND
| Required |  | R | D | 7.2898 | WSP-A | Continuous | Installed | 1.9 | 1 | 1.048 | 0.58744 | 1.43 | 1 | 1 | 1.6727 | 1.3304 | 1 | 1.048 | 0.66322 | 1.6 | 1 | 1 | 1.4795 | 1.6727 | WIND
| Required |  | R | E | 7.2898 | WSP-A | Continuous | Installed | 1.9 | 1 | 1.048 | 0.58744 | 1.43 | 1 | 1 | 1.6727 | 1.3304 | 1 | 1.048 | 0.66322 | 1.6 | 1 | 1 | 1.4795 | 1.6727 | WIND
| Not Required |  | R | - | - | - | - | - | #N/A | 1 | 1.048 | 0.58744 | 1.43 | #N/A | 1.15 | #N/A | #N/A | 1 | 1.048 | 0.66322 | 1.6 | #N/A | 1.15 | #N/A | #N/A | #N/A
| Not Required |  | R | - | - | - | - | - | #N/A | 1 | 1.048 | 0.58744 | 1.43 | #N/A | 1.15 | #N/A | #N/A | 1 | 1.048 | 0.66322 | 1.6 | #N/A | 1.15 | #N/A | #N/A | #N/A
| Not Required |  | R | - | - | - | - | - | #N/A | 1 | 1.048 | 0.58744 | 1.43 | #N/A | 1.15 | #N/A | #N/A | 1 | 1.048 | 0.66322 | 1.6 | #N/A | 1.15 | #N/A | #N/A | #N/A
| Not Required |  | R | - | - | - | - | - | #N/A | 1 | 1.048 | 0.58744 | 1.43 | #N/A | 1.15 | #N/A | #N/A | 1 | 1.048 | 0.66322 | 1.6 | #N/A | 1.15 | #N/A | #N/A | #N/A
| Not Required |  | R | - | - | - | - | - | #N/A | 1 | 1.048 | 0.58744 | 1.43 | #N/A | 1.15 | #N/A | #N/A | 1 | 1.048 | 0.66322 | 1.6 | #N/A | 1.15 | #N/A | #N/A | #N/A
| Required |  | R+1F | 1 | 18.6182 | WSP-B | Continuous | Installed | 2.06 | 1 | 1.0215 | 0.51 | 1.38 | 1 | 1 | 1.481 | 3.5995 | 1 | 1.024 | 0.6 | 1.5 | 1 | 1 | 3.3173 | 3.3173 | SEISMIC
| Required |  | R+1F | 2 | 18.6182 | WSP-B | Continuous | Installed | 2.06 | 1 | 1.0215 | 0.51 | 1.38 | 1 | 1 | 1.481 | 3.5995 | 1 | 1.024 | 0.6 | 1.5 | 1 | 1 | 3.3173 | 3.3173 | SEISMIC
| Required |  | R+1F | 3 | 18.6182 | WSP-B | Continuous | Installed | 2.06 | 1 | 1.0215 | 0.51 | 1.38 | 1 | 1 | 1.481 | 3.5995 | 1 | 1.024 | 0.6 | 1.5 | 1 | 1 | 3.3173 | 3.3173 | SEISMIC
| Required |  | R+1F | 4 | 18.6182 | WSP-B | Continuous | Installed | 2.06 | 1 | 1.0215 | 0.51 | 1.38 | 1 | 1 | 1.481 | 3.5995 | 1 | 1.024 | 0.6 | 1.5 | 1 | 1 | 3.3173 | 3.3173 | SEISMIC
| Not Required |  | R+1F | - | - | - | - | - | #N/A | 1 | 1.0215 | 0.51 | 1.38 | #N/A | 1.15 | #N/A | #N/A | 1 | 1.024 | 0.6 | 1.5 | #N/A | 1.15 | #N/A | #N/A | #N/A
| Not Required |  | R+1F | - | - | - | - | - | #N/A | 1 | 1.0215 | 0.51 | 1.38 | #N/A | 1.15 | #N/A | #N/A | 1 | 1.024 | 0.6 | 1.5 | #N/A | 1.15 | #N/A | #N/A | #N/A
| Not Required |  | R+1F | - | - | - | - | - | #N/A | 1 | 1.0215 | 0.51 | 1.38 | #N/A | 1.15 | #N/A | #N/A | 1 | 1.024 | 0.6 | 1.5 | #N/A | 1.15 | #N/A | #N/A | #N/A
| Not Required |  | R+1F | - | - | - | - | - | #N/A | 1 | 1.0215 | 0.51 | 1.38 | #N/A | 1.15 | #N/A | #N/A | 1 | 1.024 | 0.6 | 1.5 | #N/A | 1.15 | #N/A | #N/A | #N/A
| Not Required |  | R+1F | - | - | - | - | - | #N/A | 1 | 1.0215 | 0.51 | 1.38 | #N/A | 1.15 | #N/A | #N/A | 1 | 1.024 | 0.6 | 1.5 | #N/A | 1.15 | #N/A | #N/A | #N/A
| Not Required |  | R+1F | - | - | - | - | - | #N/A | 1 | 1.0215 | 0.51 | 1.38 | #N/A | 1.15 | #N/A | #N/A | 1 | 1.024 | 0.6 | 1.5 | #N/A | 1.15 | #N/A | #N/A | #N/A
| Required |  | R+1F | A | 7.2898 | WSP-D | Continuous | Installed | 1.63 | 1 | 1.0215 | 0.58744 | 1.43 | 1 | 1 | 1.3987 | 1.2466 | 1 | 1.024 | 0.66322 | 1.6 | 1 | 1 | 1.3545 | 1.3987 | WIND
| Required |  | R+1F | B | 7.2898 | WSP-D | Continuous | Installed | 1.63 | 1 | 1.0215 | 0.58744 | 1.43 | 1 | 1 | 1.3987 | 1.2466 | 1 | 1.024 | 0.66322 | 1.6 | 1 | 1 | 1.3545 | 1.3987 | WIND
| Required |  | R+1F | C | 7.2898 | WSP-A | Continuous | Installed | 3.92 | 1 | 1.0215 | 0.58744 | 1.43 | 1 | 1 | 3.3638 | 2.9885 | 1 | 1.024 | 0.66322 | 1.6 | 1 | 1 | 3.2473 | 3.3638 | WIND
| Required |  | R+1F | D | 7.2898 | WSP-D | Continuous | Installed | 1.63 | 1 | 1.0215 | 0.58744 | 1.43 | 1 | 1 | 1.3987 | 1.2466 | 1 | 1.024 | 0.66322 | 1.6 | 1 | 1 | 1.3545 | 1.3987 | WIND
| Required |  | R+1F | E | 7.2898 | WSP-D | Continuous | Installed | 1.63 | 1 | 1.0215 | 0.58744 | 1.43 | 1 | 1 | 1.3987 | 1.2466 | 1 | 1.024 | 0.66322 | 1.6 | 1 | 1 | 1.3545 | 1.3987 | WIND
| Not Required |  | R+1F | - | - | - | - | - | #N/A | 1 | 1.0215 | 0.58744 | 1.43 | #N/A | 1.15 | #N/A | #N/A | 1 | 1.024 | 0.66322 | 1.6 | #N/A | 1.15 | #N/A | #N/A | #N/A
| Not Required |  | R+1F | - | - | - | - | - | #N/A | 1 | 1.0215 | 0.58744 | 1.43 | #N/A | 1.15 | #N/A | #N/A | 1 | 1.024 | 0.66322 | 1.6 | #N/A | 1.15 | #N/A | #N/A | #N/A
| Not Required |  | R+1F | - | - | - | - | - | #N/A | 1 | 1.0215 | 0.58744 | 1.43 | #N/A | 1.15 | #N/A | #N/A | 1 | 1.024 | 0.66322 | 1.6 | #N/A | 1.15 | #N/A | #N/A | #N/A
| Not Required |  | R+1F | - | - | - | - | - | #N/A | 1 | 1.0215 | 0.58744 | 1.43 | #N/A | 1.15 | #N/A | #N/A | 1 | 1.024 | 0.66322 | 1.6 | #N/A | 1.15 | #N/A | #N/A | #N/A
| Not Required |  | R+1F | - | - | - | - | - | #N/A | 1 | 1.0215 | 0.58744 | 1.43 | #N/A | 1.15 | #N/A | #N/A | 1 | 1.024 | 0.66322 | 1.6 | #N/A | 1.15 | #N/A | #N/A | #N/A
| Required |  | R+2F | 1 | 17.399 | WSP-D | Continuous | Installed | 2.48 | 1 | 1.0132 | 0.51 | 1.38 | 1 | 1 | 1.7685 | 3.1138 | 1 | 1.0144 | 0.6 | 1.5 | 1 | 1 | 2.8428 | 2.8428 | SEISMIC
| Required |  | R+2F | 2 | 17.399 | WSP-D | Continuous | Installed | 2.48 | 1 | 1.0132 | 0.51 | 1.38 | 1 | 1 | 1.7685 | 3.1138 | 1 | 1.0144 | 0.6 | 1.5 | 1 | 1 | 2.8428 | 2.8428 | SEISMIC
| Required |  | R+2F | 3 | 17.399 | WSP-D | Continuous | Installed | 2.48 | 1 | 1.0132 | 0.51 | 1.38 | 1 | 1 | 1.7685 | 3.1138 | 1 | 1.0144 | 0.6 | 1.5 | 1 | 1 | 2.8428 | 2.8428 | SEISMIC
| Required |  | R+2F | 4 | 17.399 | WSP-D | Continuous | Installed | 2.48 | 1 | 1.0132 | 0.51 | 1.38 | 1 | 1 | 1.7685 | 3.1138 | 1 | 1.0144 | 0.6 | 1.5 | 1 | 1 | 2.8428 | 2.8428 | SEISMIC
| Not Required |  | R+2F | - | - | - | - | - | #N/A | 1 | 1.0132 | 0.51 | 1.38 | #N/A | 1.15 | #N/A | #N/A | 1 | 1.0144 | 0.6 | 1.5 | #N/A | 1.15 | #N/A | #N/A | #N/A
| Not Required |  | R+2F | - | - | - | - | - | #N/A | 1 | 1.0132 | 0.51 | 1.38 | #N/A | 1.15 | #N/A | #N/A | 1 | 1.0144 | 0.6 | 1.5 | #N/A | 1.15 | #N/A | #N/A | #N/A
| Not Required |  | R+2F | - | - | - | - | - | #N/A | 1 | 1.0132 | 0.51 | 1.38 | #N/A | 1.15 | #N/A | #N/A | 1 | 1.0144 | 0.6 | 1.5 | #N/A | 1.15 | #N/A | #N/A | #N/A
| Not Required |  | R+2F | - | - | - | - | - | #N/A | 1 | 1.0132 | 0.51 | 1.38 | #N/A | 1.15 | #N/A | #N/A | 1 | 1.0144 | 0.6 | 1.5 | #N/A | 1.15 | #N/A | #N/A | #N/A
| Not Required |  | R+2F | - | - | - | - | - | #N/A | 1 | 1.0132 | 0.51 | 1.38 | #N/A | 1.15 | #N/A | #N/A | 1 | 1.0144 | 0.6 | 1.5 | #N/A | 1.15 | #N/A | #N/A | #N/A
| Not Required |  | R+2F | - | - | - | - | - | #N/A | 1 | 1.0132 | 0.51 | 1.38 | #N/A | 1.15 | #N/A | #N/A | 1 | 1.0144 | 0.6 | 1.5 | #N/A | 1.15 | #N/A | #N/A | #N/A
| Required |  | R+2F | A | 7.2898 | WSP-D | Continuous | Installed | 2.48 | 1 | 1.0132 | 0.58744 | 1.43 | 1 | 1 | 2.1109 | 1.9378 | 1 | 1.0144 | 0.66322 | 1.6 | 1 | 1 | 2.0859 | 2.1109 | WIND
| Required |  | R+2F | B | 7.2898 | WSP-E | Continuous | Installed | 2.23 | 1 | 1.0132 | 0.58744 | 1.43 | 1 | 1 | 1.8981 | 1.744 | 1 | 1.0144 | 0.66322 | 1.6 | 1 | 1 | 1.8773 | 1.8981 | WIND
| Required |  | R+2F | C | 7.2898 | WSP-D | Continuous | Installed | 2.48 | 1 | 1.0132 | 0.58744 | 1.43 | 1 | 1 | 2.1109 | 1.9378 | 1 | 1.0144 | 0.66322 | 1.6 | 1 | 1 | 2.0859 | 2.1109 | WIND
| Required |  | R+2F | D | 7.2898 | WSP-E | Continuous | Installed | 2.23 | 1 | 1.0132 | 0.58744 | 1.43 | 1 | 1 | 1.8981 | 1.744 | 1 | 1.0144 | 0.66322 | 1.6 | 1 | 1 | 1.8773 | 1.8981 | WIND
| Required |  | R+2F | E | 7.2898 | WSP-D | Continuous | Installed | 2.48 | 1 | 1.0132 | 0.58744 | 1.43 | 1 | 1 | 2.1109 | 1.9378 | 1 | 1.0144 | 0.66322 | 1.6 | 1 | 1 | 2.0859 | 2.1109 | WIND
| Not Required |  | R+2F | - | - | - | - | - | #N/A | 1 | 1.0132 | 0.58744 | 1.43 | #N/A | 1.15 | #N/A | #N/A | 1 | 1.0144 | 0.66322 | 1.6 | #N/A | 1.15 | #N/A | #N/A | #N/A
| Not Required |  | R+2F | - | - | - | - | - | #N/A | 1 | 1.0132 | 0.58744 | 1.43 | #N/A | 1.15 | #N/A | #N/A | 1 | 1.0144 | 0.66322 | 1.6 | #N/A | 1.15 | #N/A | #N/A | #N/A
| Not Required |  | R+2F | - | - | - | - | - | #N/A | 1 | 1.0132 | 0.58744 | 1.43 | #N/A | 1.15 | #N/A | #N/A | 1 | 1.0144 | 0.66322 | 1.6 | #N/A | 1.15 | #N/A | #N/A | #N/A
| Not Required |  | R+2F | - | - | - | - | - | #N/A | 1 | 1.0132 | 0.58744 | 1.43 | #N/A | 1.15 | #N/A | #N/A | 1 | 1.0144 | 0.66322 | 1.6 | #N/A | 1.15 | #N/A | #N/A | #N/A
| Not Required |  | R+2F | - | - | - | - | - | #N/A | 1 | 1.0132 | 0.58744 | 1.43 | #N/A | 1.15 | #N/A | #N/A | 1 | 1.0144 | 0.66322 | 1.6 | #N/A | 1.15 | #N/A | #N/A | #N/A
Not Required
| Not Required |  | For Basement/Crawlspace designed as a Relaxed Braced Storey
| Not Required |  | With concrete foundation walls, extending to the underside of the first wood-framed floor, around the exterior
| Not Required | [7 empty] | WIND | [7 empty] | SEISMIC | [7 empty] | Most Restrictive
| Not Required |  | Braced Storey above: |  |  |  | N/A |  | Braced Storey Above |  |  | Basement/Crawlspace |  |  |  | Total | Braced Storey Above |  |  | Basement/Crawlspace |  |  |  | Total
| Not Required |  | Band ID |  | Building Dimension ¦¦ Band (m) | Reference Framing Type | Sheathing Continuity | Interior/Reverse Drywall | L(UW) (m) | K(W) exp | K(W) roof | K(S) spacing | K(S) number | K(W) gyp | K(W) sheath | B/CS L(W) (m) | L(US) (m) | K(S) weight | K(S) snow | K(S) spacing | K(S) number | K(S) gyp | K(S) sheath | B/CS L(W) (m) | Required Length (m) | Design Driver
| Not Required |  | B/CS | - | - | - | - | - | #N/A | #N/A | #N/A | #N/A | #N/A | #N/A | 1.15 | #N/A | #N/A | #N/A | #N/A | #N/A | #N/A | #N/A | 1.15 | #N/A | #N/A | #N/A
| Not Required |  | B/CS | - | - | - | - | - | #N/A | #N/A | #N/A | #N/A | #N/A | #N/A | 1.15 | #N/A | #N/A | #N/A | #N/A | #N/A | #N/A | #N/A | 1.15 | #N/A | #N/A | #N/A
| Not Required |  | B/CS | - | - | - | - | - | #N/A | #N/A | #N/A | #N/A | #N/A | #N/A | 1.15 | #N/A | #N/A | #N/A | #N/A | #N/A | #N/A | #N/A | 1.15 | #N/A | #N/A | #N/A
| Not Required |  | B/CS | - | - | - | - | - | #N/A | #N/A | #N/A | #N/A | #N/A | #N/A | 1.15 | #N/A | #N/A | #N/A | #N/A | #N/A | #N/A | #N/A | 1.15 | #N/A | #N/A | #N/A
| Not Required |  | B/CS | - | - | - | - | - | #N/A | #N/A | #N/A | #N/A | #N/A | #N/A | 1.15 | #N/A | #N/A | #N/A | #N/A | #N/A | #N/A | #N/A | 1.15 | #N/A | #N/A | #N/A
| Not Required |  | B/CS | - | - | - | - | - | #N/A | #N/A | #N/A | #N/A | #N/A | #N/A | 1.15 | #N/A | #N/A | #N/A | #N/A | #N/A | #N/A | #N/A | 1.15 | #N/A | #N/A | #N/A
| Not Required |  | B/CS | - | - | - | - | - | #N/A | #N/A | #N/A | #N/A | #N/A | #N/A | 1.15 | #N/A | #N/A | #N/A | #N/A | #N/A | #N/A | #N/A | 1.15 | #N/A | #N/A | #N/A
| Not Required |  | B/CS | - | - | - | - | - | #N/A | #N/A | #N/A | #N/A | #N/A | #N/A | 1.15 | #N/A | #N/A | #N/A | #N/A | #N/A | #N/A | #N/A | 1.15 | #N/A | #N/A | #N/A
| Not Required |  | B/CS | - | - | - | - | - | #N/A | #N/A | #N/A | #N/A | #N/A | #N/A | 1.15 | #N/A | #N/A | #N/A | #N/A | #N/A | #N/A | #N/A | 1.15 | #N/A | #N/A | #N/A
| Not Required |  | B/CS | - | - | - | - | - | #N/A | #N/A | #N/A | #N/A | #N/A | #N/A | 1.15 | #N/A | #N/A | #N/A | #N/A | #N/A | #N/A | #N/A | 1.15 | #N/A | #N/A | #N/A
| Not Required |  | B/CS | - | - | - | - | - | #N/A | #N/A | #N/A | #N/A | #N/A | #N/A | 1.15 | #N/A | #N/A | #N/A | #N/A | #N/A | #N/A | #N/A | 1.15 | #N/A | #N/A | #N/A
| Not Required |  | B/CS | - | - | - | - | - | #N/A | #N/A | #N/A | #N/A | #N/A | #N/A | 1.15 | #N/A | #N/A | #N/A | #N/A | #N/A | #N/A | #N/A | 1.15 | #N/A | #N/A | #N/A
| Not Required |  | B/CS | - | - | - | - | - | #N/A | #N/A | #N/A | #N/A | #N/A | #N/A | 1.15 | #N/A | #N/A | #N/A | #N/A | #N/A | #N/A | #N/A | 1.15 | #N/A | #N/A | #N/A
| Not Required |  | B/CS | - | - | - | - | - | #N/A | #N/A | #N/A | #N/A | #N/A | #N/A | 1.15 | #N/A | #N/A | #N/A | #N/A | #N/A | #N/A | #N/A | 1.15 | #N/A | #N/A | #N/A
| Not Required |  | B/CS | - | - | - | - | - | #N/A | #N/A | #N/A | #N/A | #N/A | #N/A | 1.15 | #N/A | #N/A | #N/A | #N/A | #N/A | #N/A | #N/A | 1.15 | #N/A | #N/A | #N/A
| Not Required |  | B/CS | - | - | - | - | - | #N/A | #N/A | #N/A | #N/A | #N/A | #N/A | 1.15 | #N/A | #N/A | #N/A | #N/A | #N/A | #N/A | #N/A | 1.15 | #N/A | #N/A | #N/A
| Not Required |  | B/CS | - | - | - | - | - | #N/A | #N/A | #N/A | #N/A | #N/A | #N/A | 1.15 | #N/A | #N/A | #N/A | #N/A | #N/A | #N/A | #N/A | 1.15 | #N/A | #N/A | #N/A
| Not Required |  | B/CS | - | - | - | - | - | #N/A | #N/A | #N/A | #N/A | #N/A | #N/A | 1.15 | #N/A | #N/A | #N/A | #N/A | #N/A | #N/A | #N/A | 1.15 | #N/A | #N/A | #N/A
| Not Required |  | B/CS | - | - | - | - | - | #N/A | #N/A | #N/A | #N/A | #N/A | #N/A | 1.15 | #N/A | #N/A | #N/A | #N/A | #N/A | #N/A | #N/A | 1.15 | #N/A | #N/A | #N/A
| Not Required |  | B/CS | - | - | - | - | - | #N/A | #N/A | #N/A | #N/A | #N/A | #N/A | 1.15 | #N/A | #N/A | #N/A | #N/A | #N/A | #N/A | #N/A | 1.15 | #N/A | #N/A | #N/A
Not Required
| Not Required |  | For Basement/Crawlspace designed as a Relaxed Braced Storey
| Not Required |  | With cripple walls, or cripple walls and stepped concrete foundation walls, extending to the underside of the first wood-framed floor, around the exterior and interior
| Not Required |  | Cripple Wall Adjustment Factor: |  |  |  | 1.2 |  | WIND | [7 empty] | SEISMIC | [7 empty] | Most Restrictive
| Not Required |  | Braced Storey above: |  |  |  | N/A |  | Braced Storey Above |  |  | Basement/Crawlspace |  |  |  | Total | Braced Storey Above |  |  | Basement/Crawlspace |  |  |  | Total
| Not Required |  | Band ID |  | Building Dimension ¦¦ Band (m) | Reference Framing Type | Sheathing Continuity | Interior/Reverse Drywall | L(UW) (m) | K(W) exp | K(W) roof | K(S) spacing | K(S) number | K(W) gyp | K(W) sheath | B/CS L(W) (m) | L(US) (m) | K(S) weight | K(S) snow | K(S) spacing | K(S) number | K(S) gyp | K(S) sheath | B/CS L(W) (m) | Required Length (m) | Design Driver
| Not Required |  | B/CS | - | - | - | - | - | #N/A | #N/A | #N/A | #N/A | #N/A | #N/A | 1.15 | #N/A | #N/A | 1 | #N/A | #N/A | #N/A | #N/A | 1.15 | #N/A | #N/A | #N/A
| Not Required |  | B/CS | - | - | - | - | - | #N/A | #N/A | #N/A | #N/A | #N/A | #N/A | 1.15 | #N/A | #N/A | 1 | #N/A | #N/A | #N/A | #N/A | 1.15 | #N/A | #N/A | #N/A
| Not Required |  | B/CS | - | - | - | - | - | #N/A | #N/A | #N/A | #N/A | #N/A | #N/A | 1.15 | #N/A | #N/A | 1 | #N/A | #N/A | #N/A | #N/A | 1.15 | #N/A | #N/A | #N/A
| Not Required |  | B/CS | - | - | - | - | - | #N/A | #N/A | #N/A | #N/A | #N/A | #N/A | 1.15 | #N/A | #N/A | 1 | #N/A | #N/A | #N/A | #N/A | 1.15 | #N/A | #N/A | #N/A
| Not Required |  | B/CS | - | - | - | - | - | #N/A | #N/A | #N/A | #N/A | #N/A | #N/A | 1.15 | #N/A | #N/A | 1 | #N/A | #N/A | #N/A | #N/A | 1.15 | #N/A | #N/A | #N/A
| Not Required |  | B/CS | - | - | - | - | - | #N/A | #N/A | #N/A | #N/A | #N/A | #N/A | 1.15 | #N/A | #N/A | 1 | #N/A | #N/A | #N/A | #N/A | 1.15 | #N/A | #N/A | #N/A
| Not Required |  | B/CS | - | - | - | - | - | #N/A | #N/A | #N/A | #N/A | #N/A | #N/A | 1.15 | #N/A | #N/A | 1 | #N/A | #N/A | #N/A | #N/A | 1.15 | #N/A | #N/A | #N/A
| Not Required |  | B/CS | - | - | - | - | - | #N/A | #N/A | #N/A | #N/A | #N/A | #N/A | 1.15 | #N/A | #N/A | 1 | #N/A | #N/A | #N/A | #N/A | 1.15 | #N/A | #N/A | #N/A
| Not Required |  | B/CS | - | - | - | - | - | #N/A | #N/A | #N/A | #N/A | #N/A | #N/A | 1.15 | #N/A | #N/A | 1 | #N/A | #N/A | #N/A | #N/A | 1.15 | #N/A | #N/A | #N/A
| Not Required |  | B/CS | - | - | - | - | - | #N/A | #N/A | #N/A | #N/A | #N/A | #N/A | 1.15 | #N/A | #N/A | 1 | #N/A | #N/A | #N/A | #N/A | 1.15 | #N/A | #N/A | #N/A
| Not Required |  | B/CS | - | - | - | - | - | #N/A | #N/A | #N/A | #N/A | #N/A | #N/A | 1.15 | #N/A | #N/A | 1 | #N/A | #N/A | #N/A | #N/A | 1.15 | #N/A | #N/A | #N/A
| Not Required |  | B/CS | - | - | - | - | - | #N/A | #N/A | #N/A | #N/A | #N/A | #N/A | 1.15 | #N/A | #N/A | 1 | #N/A | #N/A | #N/A | #N/A | 1.15 | #N/A | #N/A | #N/A
| Not Required |  | B/CS | - | - | - | - | - | #N/A | #N/A | #N/A | #N/A | #N/A | #N/A | 1.15 | #N/A | #N/A | 1 | #N/A | #N/A | #N/A | #N/A | 1.15 | #N/A | #N/A | #N/A
| Not Required |  | B/CS | - | - | - | - | - | #N/A | #N/A | #N/A | #N/A | #N/A | #N/A | 1.15 | #N/A | #N/A | 1 | #N/A | #N/A | #N/A | #N/A | 1.15 | #N/A | #N/A | #N/A
| Not Required |  | B/CS | - | - | - | - | - | #N/A | #N/A | #N/A | #N/A | #N/A | #N/A | 1.15 | #N/A | #N/A | 1 | #N/A | #N/A | #N/A | #N/A | 1.15 | #N/A | #N/A | #N/A
| Not Required |  | B/CS | - | - | - | - | - | #N/A | #N/A | #N/A | #N/A | #N/A | #N/A | 1.15 | #N/A | #N/A | 1 | #N/A | #N/A | #N/A | #N/A | 1.15 | #N/A | #N/A | #N/A
| Not Required |  | B/CS | - | - | - | - | - | #N/A | #N/A | #N/A | #N/A | #N/A | #N/A | 1.15 | #N/A | #N/A | 1 | #N/A | #N/A | #N/A | #N/A | 1.15 | #N/A | #N/A | #N/A
| Not Required |  | B/CS | - | - | - | - | - | #N/A | #N/A | #N/A | #N/A | #N/A | #N/A | 1.15 | #N/A | #N/A | 1 | #N/A | #N/A | #N/A | #N/A | 1.15 | #N/A | #N/A | #N/A
| Not Required |  | B/CS | - | - | - | - | - | #N/A | #N/A | #N/A | #N/A | #N/A | #N/A | 1.15 | #N/A | #N/A | 1 | #N/A | #N/A | #N/A | #N/A | 1.15 | #N/A | #N/A | #N/A
| Not Required |  | B/CS | - | - | - | - | - | #N/A | #N/A | #N/A | #N/A | #N/A | #N/A | 1.15 | #N/A | #N/A | 1 | #N/A | #N/A | #N/A | #N/A | 1.15 | #N/A | #N/A | #N/A
¦ Permit/File Number: Building Permit 123567 ¦ Calculations completed by: Tim - info@part9bracing.ca ¦
<End of Sheet (R-2) Adjusted Lengths (Tables)>

## (R-3) Adjusted Lengths (Alt.)
O
|  |  | Part 9 Bracing Calculator (No Scripts) | [28 empty] | beta_1.043
For Design, Compliance and Construction
ReadMe | Feedback |  | Sheet (R-3): Report - Adjustment Factors, Coefficients and Adjusted Lengths - Calculation Method (Alternative)
Required
| Required |  | Plan Check Note: Review against BCBC2024 A-9.23.13.7.(3), A-9.23.13.7.(4), T-9.23.13.7.-B, and T-9.23.13.7.-D.
Required
| Required |  | For Braced Storeys
| Required | [7 empty] | WIND | [8 empty] | Total | SEISMIC | [10 empty] | Total | Most Restrictive
| Required |  | Band ID |  | Building Dimension ¦¦ Band (m) | Reference Framing Type | Sheathing Continuity | Interior/Reverse Drywall | C(W) storey | K(W) frame | HWP (1/50) | K(W) exp | K(W) roof | K(W) spacing | K(W) number | K(W) gyp | K(W) sheath | L(W) (m) | C(S) storey | C(S) walls | C(S) roof | S | K(S) frame | Smax | K(S) weight | K(S) spacing | K(S) number | K(S) gyp | K(S) sheath | L(S) (m) | Required Length (m) | Design Driver
| Required |  | R | 1 | 18.6182 | WSP-A | Continuous | Installed | 3.84 | 1 | 0.5 | 1 | 1.048 | 0.51 | 1.38 | 1 | 1 | 1.4162 | 1 | 1.5356 | 0.52564 | 2.24 | 1 | 0.963 | 1 | 0.6 | 1.5 | 1 | 1 | 2.3514 | 2.3514 | SEISMIC
| Required |  | R | 2 | 18.6182 | WSP-A | Continuous | Installed | 3.84 | 1 | 0.5 | 1 | 1.048 | 0.51 | 1.38 | 1 | 1 | 1.4162 | 1 | 1.5356 | 0.52564 | 2.24 | 1 | 0.963 | 1 | 0.6 | 1.5 | 1 | 1 | 2.3514 | 2.3514 | SEISMIC
| Required |  | R | 3 | 18.6182 | WSP-A | Continuous | Installed | 3.84 | 1 | 0.5 | 1 | 1.048 | 0.51 | 1.38 | 1 | 1 | 1.4162 | 1 | 1.5356 | 0.52564 | 2.24 | 1 | 0.963 | 1 | 0.6 | 1.5 | 1 | 1 | 2.3514 | 2.3514 | SEISMIC
| Required |  | R | 4 | 18.6182 | WSP-A | Continuous | Installed | 3.84 | 1 | 0.5 | 1 | 1.048 | 0.51 | 1.38 | 1 | 1 | 1.4162 | 1 | 1.5356 | 0.52564 | 2.24 | 1 | 0.963 | 1 | 0.6 | 1.5 | 1 | 1 | 2.3514 | 2.3514 | SEISMIC
| Not Required |  | R | - | - | - | - | - | 3.84 | #N/A | 0.5 | 1 | 1.048 | 0.51 | 1.38 | #N/A | 1.15 | #N/A | 1 | #N/A | #N/A | 2.24 | #N/A | 0.963 | 1 | 0.6 | 1.5 | #N/A | 1.15 | #N/A | #N/A | #N/A
| Not Required |  | R | - | - | - | - | - | 3.84 | #N/A | 0.5 | 1 | 1.048 | 0.51 | 1.38 | #N/A | 1.15 | #N/A | 1 | #N/A | #N/A | 2.24 | #N/A | 0.963 | 1 | 0.6 | 1.5 | #N/A | 1.15 | #N/A | #N/A | #N/A
| Not Required |  | R | - | - | - | - | - | 3.84 | #N/A | 0.5 | 1 | 1.048 | 0.51 | 1.38 | #N/A | 1.15 | #N/A | 1 | #N/A | #N/A | 2.24 | #N/A | 0.963 | 1 | 0.6 | 1.5 | #N/A | 1.15 | #N/A | #N/A | #N/A
| Not Required |  | R | - | - | - | - | - | 3.84 | #N/A | 0.5 | 1 | 1.048 | 0.51 | 1.38 | #N/A | 1.15 | #N/A | 1 | #N/A | #N/A | 2.24 | #N/A | 0.963 | 1 | 0.6 | 1.5 | #N/A | 1.15 | #N/A | #N/A | #N/A
| Not Required |  | R | - | - | - | - | - | 3.84 | #N/A | 0.5 | 1 | 1.048 | 0.51 | 1.38 | #N/A | 1.15 | #N/A | 1 | #N/A | #N/A | 2.24 | #N/A | 0.963 | 1 | 0.6 | 1.5 | #N/A | 1.15 | #N/A | #N/A | #N/A
| Not Required |  | R | - | - | - | - | - | 3.84 | #N/A | 0.5 | 1 | 1.048 | 0.51 | 1.38 | #N/A | 1.15 | #N/A | 1 | #N/A | #N/A | 2.24 | #N/A | 0.963 | 1 | 0.6 | 1.5 | #N/A | 1.15 | #N/A | #N/A | #N/A
| Required |  | R | A | 7.2898 | WSP-A | Continuous | Installed | 3.84 | 1 | 0.5 | 1 | 1.048 | 0.58744 | 1.43 | 1 | 1 | 1.6903 | 1 | 0.69122 | 0.20569 | 2.24 | 1 | 0.963 | 1 | 0.66322 | 1.6 | 1 | 1 | 1.1772 | 1.6903 | WIND
| Required |  | R | B | 7.2898 | WSP-A | Continuous | Installed | 3.84 | 1 | 0.5 | 1 | 1.048 | 0.58744 | 1.43 | 1 | 1 | 1.6903 | 1 | 0.69122 | 0.20569 | 2.24 | 1 | 0.963 | 1 | 0.66322 | 1.6 | 1 | 1 | 1.1772 | 1.6903 | WIND
| Required |  | R | C | 7.2898 | WSP-A | Continuous | Installed | 3.84 | 1 | 0.5 | 1 | 1.048 | 0.58744 | 1.43 | 1 | 1 | 1.6903 | 1 | 0.69122 | 0.20569 | 2.24 | 1 | 0.963 | 1 | 0.66322 | 1.6 | 1 | 1 | 1.1772 | 1.6903 | WIND
| Required |  | R | D | 7.2898 | WSP-A | Continuous | Installed | 3.84 | 1 | 0.5 | 1 | 1.048 | 0.58744 | 1.43 | 1 | 1 | 1.6903 | 1 | 0.69122 | 0.20569 | 2.24 | 1 | 0.963 | 1 | 0.66322 | 1.6 | 1 | 1 | 1.1772 | 1.6903 | WIND
| Required |  | R | E | 7.2898 | WSP-A | Continuous | Installed | 3.84 | 1 | 0.5 | 1 | 1.048 | 0.58744 | 1.43 | 1 | 1 | 1.6903 | 1 | 0.69122 | 0.20569 | 2.24 | 1 | 0.963 | 1 | 0.66322 | 1.6 | 1 | 1 | 1.1772 | 1.6903 | WIND
| Not Required |  | R | - | - | - | - | - | 3.84 | #N/A | 0.5 | 1 | 1.048 | 0.58744 | 1.43 | #N/A | 1.15 | #N/A | 1 | #N/A | #N/A | 2.24 | #N/A | 0.963 | 1 | 0.66322 | 1.6 | #N/A | 1.15 | #N/A | #N/A | #N/A
| Not Required |  | R | - | - | - | - | - | 3.84 | #N/A | 0.5 | 1 | 1.048 | 0.58744 | 1.43 | #N/A | 1.15 | #N/A | 1 | #N/A | #N/A | 2.24 | #N/A | 0.963 | 1 | 0.66322 | 1.6 | #N/A | 1.15 | #N/A | #N/A | #N/A
| Not Required |  | R | - | - | - | - | - | 3.84 | #N/A | 0.5 | 1 | 1.048 | 0.58744 | 1.43 | #N/A | 1.15 | #N/A | 1 | #N/A | #N/A | 2.24 | #N/A | 0.963 | 1 | 0.66322 | 1.6 | #N/A | 1.15 | #N/A | #N/A | #N/A
| Not Required |  | R | - | - | - | - | - | 3.84 | #N/A | 0.5 | 1 | 1.048 | 0.58744 | 1.43 | #N/A | 1.15 | #N/A | 1 | #N/A | #N/A | 2.24 | #N/A | 0.963 | 1 | 0.66322 | 1.6 | #N/A | 1.15 | #N/A | #N/A | #N/A
| Not Required |  | R | - | - | - | - | - | 3.84 | #N/A | 0.5 | 1 | 1.048 | 0.58744 | 1.43 | #N/A | 1.15 | #N/A | 1 | #N/A | #N/A | 2.24 | #N/A | 0.963 | 1 | 0.66322 | 1.6 | #N/A | 1.15 | #N/A | #N/A | #N/A
| Required |  | R+1F | 1 | 18.6182 | WSP-B | Continuous | Installed | 7.89 | 0.53 | 0.5 | 1 | 1.0215 | 0.51 | 1.38 | 1 | 1 | 1.5032 | 3 | 1.5356 | 0.52564 | 2.24 | 0.53 | 0.963 | 1 | 0.6 | 1.5 | 1 | 1 | 2.657 | 2.657 | SEISMIC
| Required |  | R+1F | 2 | 18.6182 | WSP-B | Continuous | Installed | 7.89 | 0.53 | 0.5 | 1 | 1.0215 | 0.51 | 1.38 | 1 | 1 | 1.5032 | 3 | 1.5356 | 0.52564 | 2.24 | 0.53 | 0.963 | 1 | 0.6 | 1.5 | 1 | 1 | 2.657 | 2.657 | SEISMIC
| Required |  | R+1F | 3 | 18.6182 | WSP-B | Continuous | Installed | 7.89 | 0.53 | 0.5 | 1 | 1.0215 | 0.51 | 1.38 | 1 | 1 | 1.5032 | 3 | 1.5356 | 0.52564 | 2.24 | 0.53 | 0.963 | 1 | 0.6 | 1.5 | 1 | 1 | 2.657 | 2.657 | SEISMIC
| Required |  | R+1F | 4 | 18.6182 | WSP-B | Continuous | Installed | 7.89 | 0.53 | 0.5 | 1 | 1.0215 | 0.51 | 1.38 | 1 | 1 | 1.5032 | 3 | 1.5356 | 0.52564 | 2.24 | 0.53 | 0.963 | 1 | 0.6 | 1.5 | 1 | 1 | 2.657 | 2.657 | SEISMIC
| Not Required |  | R+1F | - | - | - | - | - | 7.89 | #N/A | 0.5 | 1 | 1.0215 | 0.51 | 1.38 | #N/A | 1.15 | #N/A | 3 | #N/A | #N/A | 2.24 | #N/A | 0.963 | 1 | 0.6 | 1.5 | #N/A | 1.15 | #N/A | #N/A | #N/A
| Not Required |  | R+1F | - | - | - | - | - | 7.89 | #N/A | 0.5 | 1 | 1.0215 | 0.51 | 1.38 | #N/A | 1.15 | #N/A | 3 | #N/A | #N/A | 2.24 | #N/A | 0.963 | 1 | 0.6 | 1.5 | #N/A | 1.15 | #N/A | #N/A | #N/A
| Not Required |  | R+1F | - | - | - | - | - | 7.89 | #N/A | 0.5 | 1 | 1.0215 | 0.51 | 1.38 | #N/A | 1.15 | #N/A | 3 | #N/A | #N/A | 2.24 | #N/A | 0.963 | 1 | 0.6 | 1.5 | #N/A | 1.15 | #N/A | #N/A | #N/A
| Not Required |  | R+1F | - | - | - | - | - | 7.89 | #N/A | 0.5 | 1 | 1.0215 | 0.51 | 1.38 | #N/A | 1.15 | #N/A | 3 | #N/A | #N/A | 2.24 | #N/A | 0.963 | 1 | 0.6 | 1.5 | #N/A | 1.15 | #N/A | #N/A | #N/A
| Not Required |  | R+1F | - | - | - | - | - | 7.89 | #N/A | 0.5 | 1 | 1.0215 | 0.51 | 1.38 | #N/A | 1.15 | #N/A | 3 | #N/A | #N/A | 2.24 | #N/A | 0.963 | 1 | 0.6 | 1.5 | #N/A | 1.15 | #N/A | #N/A | #N/A
| Not Required |  | R+1F | - | - | - | - | - | 7.89 | #N/A | 0.5 | 1 | 1.0215 | 0.51 | 1.38 | #N/A | 1.15 | #N/A | 3 | #N/A | #N/A | 2.24 | #N/A | 0.963 | 1 | 0.6 | 1.5 | #N/A | 1.15 | #N/A | #N/A | #N/A
| Required |  | R+1F | A | 7.2898 | WSP-D | Continuous | Installed | 7.89 | 0.42 | 0.5 | 1 | 1.0215 | 0.58744 | 1.43 | 1 | 1 | 1.4218 | 3 | 0.69122 | 0.20569 | 2.24 | 0.42 | 0.963 | 1 | 0.66322 | 1.6 | 1 | 1 | 1.0877 | 1.4218 | WIND
| Required |  | R+1F | B | 7.2898 | WSP-D | Continuous | Installed | 7.89 | 0.42 | 0.5 | 1 | 1.0215 | 0.58744 | 1.43 | 1 | 1 | 1.4218 | 3 | 0.69122 | 0.20569 | 2.24 | 0.42 | 0.963 | 1 | 0.66322 | 1.6 | 1 | 1 | 1.0877 | 1.4218 | WIND
| Required |  | R+1F | C | 7.2898 | WSP-A | Continuous | Installed | 7.89 | 1 | 0.5 | 1 | 1.0215 | 0.58744 | 1.43 | 1 | 1 | 3.3853 | 3 | 0.69122 | 0.20569 | 2.24 | 1 | 0.963 | 1 | 0.66322 | 1.6 | 1 | 1 | 2.5899 | 3.3853 | WIND
| Required |  | R+1F | D | 7.2898 | WSP-D | Continuous | Installed | 7.89 | 0.42 | 0.5 | 1 | 1.0215 | 0.58744 | 1.43 | 1 | 1 | 1.4218 | 3 | 0.69122 | 0.20569 | 2.24 | 0.42 | 0.963 | 1 | 0.66322 | 1.6 | 1 | 1 | 1.0877 | 1.4218 | WIND
| Required |  | R+1F | E | 7.2898 | WSP-D | Continuous | Installed | 7.89 | 0.42 | 0.5 | 1 | 1.0215 | 0.58744 | 1.43 | 1 | 1 | 1.4218 | 3 | 0.69122 | 0.20569 | 2.24 | 0.42 | 0.963 | 1 | 0.66322 | 1.6 | 1 | 1 | 1.0877 | 1.4218 | WIND
| Not Required |  | R+1F | - | - | - | - | - | 7.89 | #N/A | 0.5 | 1 | 1.0215 | 0.58744 | 1.43 | #N/A | 1.15 | #N/A | 3 | #N/A | #N/A | 2.24 | #N/A | 0.963 | 1 | 0.66322 | 1.6 | #N/A | 1.15 | #N/A | #N/A | #N/A
| Not Required |  | R+1F | - | - | - | - | - | 7.89 | #N/A | 0.5 | 1 | 1.0215 | 0.58744 | 1.43 | #N/A | 1.15 | #N/A | 3 | #N/A | #N/A | 2.24 | #N/A | 0.963 | 1 | 0.66322 | 1.6 | #N/A | 1.15 | #N/A | #N/A | #N/A
| Not Required |  | R+1F | - | - | - | - | - | 7.89 | #N/A | 0.5 | 1 | 1.0215 | 0.58744 | 1.43 | #N/A | 1.15 | #N/A | 3 | #N/A | #N/A | 2.24 | #N/A | 0.963 | 1 | 0.66322 | 1.6 | #N/A | 1.15 | #N/A | #N/A | #N/A
| Not Required |  | R+1F | - | - | - | - | - | 7.89 | #N/A | 0.5 | 1 | 1.0215 | 0.58744 | 1.43 | #N/A | 1.15 | #N/A | 3 | #N/A | #N/A | 2.24 | #N/A | 0.963 | 1 | 0.66322 | 1.6 | #N/A | 1.15 | #N/A | #N/A | #N/A
| Not Required |  | R+1F | - | - | - | - | - | 7.89 | #N/A | 0.5 | 1 | 1.0215 | 0.58744 | 1.43 | #N/A | 1.15 | #N/A | 3 | #N/A | #N/A | 2.24 | #N/A | 0.963 | 1 | 0.66322 | 1.6 | #N/A | 1.15 | #N/A | #N/A | #N/A
| Required |  | R+2F | 1 | 17.399 | WSP-D | Continuous | Installed | 11.93 | 0.42 | 0.5 | 1 | 1.0132 | 0.51 | 1.38 | 1 | 1 | 1.7866 | 5 | 1.446 | 0.49104 | 2.24 | 0.42 | 0.963 | 1 | 0.6 | 1.5 | 1 | 1 | 3.0322 | 3.0322 | SEISMIC
| Required |  | R+2F | 2 | 17.399 | WSP-D | Continuous | Installed | 11.93 | 0.42 | 0.5 | 1 | 1.0132 | 0.51 | 1.38 | 1 | 1 | 1.7866 | 5 | 1.446 | 0.49104 | 2.24 | 0.42 | 0.963 | 1 | 0.6 | 1.5 | 1 | 1 | 3.0322 | 3.0322 | SEISMIC
| Required |  | R+2F | 3 | 17.399 | WSP-D | Continuous | Installed | 11.93 | 0.42 | 0.5 | 1 | 1.0132 | 0.51 | 1.38 | 1 | 1 | 1.7866 | 5 | 1.446 | 0.49104 | 2.24 | 0.42 | 0.963 | 1 | 0.6 | 1.5 | 1 | 1 | 3.0322 | 3.0322 | SEISMIC
| Required |  | R+2F | 4 | 17.399 | WSP-D | Continuous | Installed | 11.93 | 0.42 | 0.5 | 1 | 1.0132 | 0.51 | 1.38 | 1 | 1 | 1.7866 | 5 | 1.446 | 0.49104 | 2.24 | 0.42 | 0.963 | 1 | 0.6 | 1.5 | 1 | 1 | 3.0322 | 3.0322 | SEISMIC
| Not Required |  | R+2F | - | - | - | - | - | 11.93 | #N/A | 0.5 | 1 | 1.0132 | 0.51 | 1.38 | #N/A | 1.15 | #N/A | 5 | #N/A | #N/A | 2.24 | #N/A | 0.963 | 1 | 0.6 | 1.5 | #N/A | 1.15 | #N/A | #N/A | #N/A
| Not Required |  | R+2F | - | - | - | - | - | 11.93 | #N/A | 0.5 | 1 | 1.0132 | 0.51 | 1.38 | #N/A | 1.15 | #N/A | 5 | #N/A | #N/A | 2.24 | #N/A | 0.963 | 1 | 0.6 | 1.5 | #N/A | 1.15 | #N/A | #N/A | #N/A
| Not Required |  | R+2F | - | - | - | - | - | 11.93 | #N/A | 0.5 | 1 | 1.0132 | 0.51 | 1.38 | #N/A | 1.15 | #N/A | 5 | #N/A | #N/A | 2.24 | #N/A | 0.963 | 1 | 0.6 | 1.5 | #N/A | 1.15 | #N/A | #N/A | #N/A
| Not Required |  | R+2F | - | - | - | - | - | 11.93 | #N/A | 0.5 | 1 | 1.0132 | 0.51 | 1.38 | #N/A | 1.15 | #N/A | 5 | #N/A | #N/A | 2.24 | #N/A | 0.963 | 1 | 0.6 | 1.5 | #N/A | 1.15 | #N/A | #N/A | #N/A
| Not Required |  | R+2F | - | - | - | - | - | 11.93 | #N/A | 0.5 | 1 | 1.0132 | 0.51 | 1.38 | #N/A | 1.15 | #N/A | 5 | #N/A | #N/A | 2.24 | #N/A | 0.963 | 1 | 0.6 | 1.5 | #N/A | 1.15 | #N/A | #N/A | #N/A
| Not Required |  | R+2F | - | - | - | - | - | 11.93 | #N/A | 0.5 | 1 | 1.0132 | 0.51 | 1.38 | #N/A | 1.15 | #N/A | 5 | #N/A | #N/A | 2.24 | #N/A | 0.963 | 1 | 0.6 | 1.5 | #N/A | 1.15 | #N/A | #N/A | #N/A
| Required |  | R+2F | A | 7.2898 | WSP-D | Continuous | Installed | 11.93 | 0.42 | 0.5 | 1 | 1.0132 | 0.58744 | 1.43 | 1 | 1 | 2.1324 | 5 | 0.69122 | 0.20569 | 2.24 | 0.42 | 0.963 | 1 | 0.66322 | 1.6 | 1 | 1 | 1.6811 | 2.1324 | WIND
| Required |  | R+2F | B | 7.2898 | WSP-E | Continuous | Installed | 11.93 | 0.38 | 0.5 | 1 | 1.0132 | 0.58744 | 1.43 | 1 | 1 | 1.9293 | 5 | 0.69122 | 0.20569 | 2.24 | 0.38 | 0.963 | 1 | 0.66322 | 1.6 | 1 | 1 | 1.521 | 1.9293 | WIND
| Required |  | R+2F | C | 7.2898 | WSP-D | Continuous | Installed | 11.93 | 0.42 | 0.5 | 1 | 1.0132 | 0.58744 | 1.43 | 1 | 1 | 2.1324 | 5 | 0.69122 | 0.20569 | 2.24 | 0.42 | 0.963 | 1 | 0.66322 | 1.6 | 1 | 1 | 1.6811 | 2.1324 | WIND
| Required |  | R+2F | D | 7.2898 | WSP-E | Continuous | Installed | 11.93 | 0.38 | 0.5 | 1 | 1.0132 | 0.58744 | 1.43 | 1 | 1 | 1.9293 | 5 | 0.69122 | 0.20569 | 2.24 | 0.38 | 0.963 | 1 | 0.66322 | 1.6 | 1 | 1 | 1.521 | 1.9293 | WIND
| Required |  | R+2F | E | 7.2898 | WSP-D | Continuous | Installed | 11.93 | 0.42 | 0.5 | 1 | 1.0132 | 0.58744 | 1.43 | 1 | 1 | 2.1324 | 5 | 0.69122 | 0.20569 | 2.24 | 0.42 | 0.963 | 1 | 0.66322 | 1.6 | 1 | 1 | 1.6811 | 2.1324 | WIND
| Not Required |  | R+2F | - | - | - | - | - | 11.93 | #N/A | 0.5 | 1 | 1.0132 | 0.58744 | 1.43 | #N/A | 1.15 | #N/A | 5 | #N/A | #N/A | 2.24 | #N/A | 0.963 | 1 | 0.66322 | 1.6 | #N/A | 1.15 | #N/A | #N/A | #N/A
| Not Required |  | R+2F | - | - | - | - | - | 11.93 | #N/A | 0.5 | 1 | 1.0132 | 0.58744 | 1.43 | #N/A | 1.15 | #N/A | 5 | #N/A | #N/A | 2.24 | #N/A | 0.963 | 1 | 0.66322 | 1.6 | #N/A | 1.15 | #N/A | #N/A | #N/A
| Not Required |  | R+2F | - | - | - | - | - | 11.93 | #N/A | 0.5 | 1 | 1.0132 | 0.58744 | 1.43 | #N/A | 1.15 | #N/A | 5 | #N/A | #N/A | 2.24 | #N/A | 0.963 | 1 | 0.66322 | 1.6 | #N/A | 1.15 | #N/A | #N/A | #N/A
| Not Required |  | R+2F | - | - | - | - | - | 11.93 | #N/A | 0.5 | 1 | 1.0132 | 0.58744 | 1.43 | #N/A | 1.15 | #N/A | 5 | #N/A | #N/A | 2.24 | #N/A | 0.963 | 1 | 0.66322 | 1.6 | #N/A | 1.15 | #N/A | #N/A | #N/A
| Not Required |  | R+2F | - | - | - | - | - | 11.93 | #N/A | 0.5 | 1 | 1.0132 | 0.58744 | 1.43 | #N/A | 1.15 | #N/A | 5 | #N/A | #N/A | 2.24 | #N/A | 0.963 | 1 | 0.66322 | 1.6 | #N/A | 1.15 | #N/A | #N/A | #N/A
Not Required
| Not Required |  | For Basement/Crawlspace designed as a Relaxed Braced Storey
| Not Required |  | With concrete foundation walls, extending to the underside of the first wood-framed floor, around the exterior
| Not Required | [7 empty] | WIND | [9 empty] | SEISMIC | [11 empty] | Most Restrictive
| Not Required |  | Braced Storey above: |  |  |  | N/A |  | Braced Storey Above |  |  |  |  | Basement/Crawlspace |  |  |  | Total | Braced Storey Above | [6 empty] | Basement/Crawlspace |  |  |  | Total
| Not Required |  | Band ID |  | Building Dimension ¦¦ Band (m) | Reference Framing Type | Sheathing Continuity | Interior/Reverse Drywall | C(W) storey | K(W) frame | HWP (1/50) | K(W) exp | K(W) roof | K(W) spacing | K(W) number | K(W) gyp | K(W) sheath | B/CS L(W) (m) | C(S) storey | C(S) walls | C(S) roof | S | K(S) frame | Smax | K(S) weight | K(S) spacing | K(S) number | K(S) gyp | K(S) sheath | B/CS L(S) (m) | Required Length (m) | Design Driver
| Not Required |  | B/CS | - | - | - | - | - | #N/A | #N/A | 0.5 | #N/A | #N/A | #N/A | #N/A | #N/A | 1.15 | #N/A | #N/A | #N/A | #N/A | 2.24 | #N/A | 0.963 | #N/A | #N/A | #N/A | #N/A | 1.15 | #N/A | #N/A | #N/A
| Not Required |  | B/CS | - | - | - | - | - | #N/A | #N/A | 0.5 | #N/A | #N/A | #N/A | #N/A | #N/A | 1.15 | #N/A | #N/A | #N/A | #N/A | 2.24 | #N/A | 0.963 | #N/A | #N/A | #N/A | #N/A | 1.15 | #N/A | #N/A | #N/A
| Not Required |  | B/CS | - | - | - | - | - | #N/A | #N/A | 0.5 | #N/A | #N/A | #N/A | #N/A | #N/A | 1.15 | #N/A | #N/A | #N/A | #N/A | 2.24 | #N/A | 0.963 | #N/A | #N/A | #N/A | #N/A | 1.15 | #N/A | #N/A | #N/A
| Not Required |  | B/CS | - | - | - | - | - | #N/A | #N/A | 0.5 | #N/A | #N/A | #N/A | #N/A | #N/A | 1.15 | #N/A | #N/A | #N/A | #N/A | 2.24 | #N/A | 0.963 | #N/A | #N/A | #N/A | #N/A | 1.15 | #N/A | #N/A | #N/A
| Not Required |  | B/CS | - | - | - | - | - | #N/A | #N/A | 0.5 | #N/A | #N/A | #N/A | #N/A | #N/A | 1.15 | #N/A | #N/A | #N/A | #N/A | 2.24 | #N/A | 0.963 | #N/A | #N/A | #N/A | #N/A | 1.15 | #N/A | #N/A | #N/A
| Not Required |  | B/CS | - | - | - | - | - | #N/A | #N/A | 0.5 | #N/A | #N/A | #N/A | #N/A | #N/A | 1.15 | #N/A | #N/A | #N/A | #N/A | 2.24 | #N/A | 0.963 | #N/A | #N/A | #N/A | #N/A | 1.15 | #N/A | #N/A | #N/A
| Not Required |  | B/CS | - | - | - | - | - | #N/A | #N/A | 0.5 | #N/A | #N/A | #N/A | #N/A | #N/A | 1.15 | #N/A | #N/A | #N/A | #N/A | 2.24 | #N/A | 0.963 | #N/A | #N/A | #N/A | #N/A | 1.15 | #N/A | #N/A | #N/A
| Not Required |  | B/CS | - | - | - | - | - | #N/A | #N/A | 0.5 | #N/A | #N/A | #N/A | #N/A | #N/A | 1.15 | #N/A | #N/A | #N/A | #N/A | 2.24 | #N/A | 0.963 | #N/A | #N/A | #N/A | #N/A | 1.15 | #N/A | #N/A | #N/A
| Not Required |  | B/CS | - | - | - | - | - | #N/A | #N/A | 0.5 | #N/A | #N/A | #N/A | #N/A | #N/A | 1.15 | #N/A | #N/A | #N/A | #N/A | 2.24 | #N/A | 0.963 | #N/A | #N/A | #N/A | #N/A | 1.15 | #N/A | #N/A | #N/A
| Not Required |  | B/CS | - | - | - | - | - | #N/A | #N/A | 0.5 | #N/A | #N/A | #N/A | #N/A | #N/A | 1.15 | #N/A | #N/A | #N/A | #N/A | 2.24 | #N/A | 0.963 | #N/A | #N/A | #N/A | #N/A | 1.15 | #N/A | #N/A | #N/A
| Not Required |  | B/CS | - | - | - | - | - | #N/A | #N/A | 0.5 | #N/A | #N/A | #N/A | #N/A | #N/A | 1.15 | #N/A | #N/A | #N/A | #N/A | 2.24 | #N/A | 0.963 | #N/A | #N/A | #N/A | #N/A | 1.15 | #N/A | #N/A | #N/A
| Not Required |  | B/CS | - | - | - | - | - | #N/A | #N/A | 0.5 | #N/A | #N/A | #N/A | #N/A | #N/A | 1.15 | #N/A | #N/A | #N/A | #N/A | 2.24 | #N/A | 0.963 | #N/A | #N/A | #N/A | #N/A | 1.15 | #N/A | #N/A | #N/A
| Not Required |  | B/CS | - | - | - | - | - | #N/A | #N/A | 0.5 | #N/A | #N/A | #N/A | #N/A | #N/A | 1.15 | #N/A | #N/A | #N/A | #N/A | 2.24 | #N/A | 0.963 | #N/A | #N/A | #N/A | #N/A | 1.15 | #N/A | #N/A | #N/A
| Not Required |  | B/CS | - | - | - | - | - | #N/A | #N/A | 0.5 | #N/A | #N/A | #N/A | #N/A | #N/A | 1.15 | #N/A | #N/A | #N/A | #N/A | 2.24 | #N/A | 0.963 | #N/A | #N/A | #N/A | #N/A | 1.15 | #N/A | #N/A | #N/A
| Not Required |  | B/CS | - | - | - | - | - | #N/A | #N/A | 0.5 | #N/A | #N/A | #N/A | #N/A | #N/A | 1.15 | #N/A | #N/A | #N/A | #N/A | 2.24 | #N/A | 0.963 | #N/A | #N/A | #N/A | #N/A | 1.15 | #N/A | #N/A | #N/A
| Not Required |  | B/CS | - | - | - | - | - | #N/A | #N/A | 0.5 | #N/A | #N/A | #N/A | #N/A | #N/A | 1.15 | #N/A | #N/A | #N/A | #N/A | 2.24 | #N/A | 0.963 | #N/A | #N/A | #N/A | #N/A | 1.15 | #N/A | #N/A | #N/A
| Not Required |  | B/CS | - | - | - | - | - | #N/A | #N/A | 0.5 | #N/A | #N/A | #N/A | #N/A | #N/A | 1.15 | #N/A | #N/A | #N/A | #N/A | 2.24 | #N/A | 0.963 | #N/A | #N/A | #N/A | #N/A | 1.15 | #N/A | #N/A | #N/A
| Not Required |  | B/CS | - | - | - | - | - | #N/A | #N/A | 0.5 | #N/A | #N/A | #N/A | #N/A | #N/A | 1.15 | #N/A | #N/A | #N/A | #N/A | 2.24 | #N/A | 0.963 | #N/A | #N/A | #N/A | #N/A | 1.15 | #N/A | #N/A | #N/A
| Not Required |  | B/CS | - | - | - | - | - | #N/A | #N/A | 0.5 | #N/A | #N/A | #N/A | #N/A | #N/A | 1.15 | #N/A | #N/A | #N/A | #N/A | 2.24 | #N/A | 0.963 | #N/A | #N/A | #N/A | #N/A | 1.15 | #N/A | #N/A | #N/A
| Not Required |  | B/CS | - | - | - | - | - | #N/A | #N/A | 0.5 | #N/A | #N/A | #N/A | #N/A | #N/A | 1.15 | #N/A | #N/A | #N/A | #N/A | 2.24 | #N/A | 0.963 | #N/A | #N/A | #N/A | #N/A | 1.15 | #N/A | #N/A | #N/A
Not Required
| Not Required |  | For Basement/Crawlspace designed as a Relaxed Braced Storey
| Not Required |  | With cripple walls, or cripple walls and stepped concrete foundation walls, extending to the underside of the first wood-framed floor, around the exterior and interior
| Not Required |  | Cripple Wall Adjustment Factor: |  |  |  | 1.2 |  | WIND | [9 empty] | SEISMIC | [11 empty] | Most Restrictive
| Not Required |  | Braced Storey above: |  |  |  | N/A |  | Braced Storey Above |  |  |  |  | Basement/Crawlspace |  |  |  | Total | Braced Storey Above | [6 empty] | Basement/Crawlspace |  |  |  | Total
| Not Required |  | Band ID |  | Building Dimension ¦¦ Band (m) | Band Material | Sheathing Continuity | Interior/Reverse Drywall | C(W) storey | K(W) frame | HWP (1/50) | K(W) exp | K(W) roof | K(W) spacing | K(W) number | K(W) gyp | K(W) sheath | B/CS L(W) (m) | C(S) storey | C(S) walls | C(S) roof | S | K(S) frame | Smax | K(S) weight | K(S) spacing | K(S) number | K(S) gyp | K(S) sheath | B/CS L(S) (m) | Required Length (m) | Design Driver
| Not Required |  | B/CS | - | - | - | - | - | #N/A | #N/A | 0.5 | #N/A | #N/A | #N/A | #N/A | #N/A | 1.15 | #N/A | #N/A | #N/A | #N/A | 2.24 | #N/A | 0.963 | 1 | #N/A | #N/A | #N/A | 1.15 | #N/A | #N/A | #N/A
| Not Required |  | B/CS | - | - | - | - | - | #N/A | #N/A | 0.5 | #N/A | #N/A | #N/A | #N/A | #N/A | 1.15 | #N/A | #N/A | #N/A | #N/A | 2.24 | #N/A | 0.963 | 1 | #N/A | #N/A | #N/A | 1.15 | #N/A | #N/A | #N/A
| Not Required |  | B/CS | - | - | - | - | - | #N/A | #N/A | 0.5 | #N/A | #N/A | #N/A | #N/A | #N/A | 1.15 | #N/A | #N/A | #N/A | #N/A | 2.24 | #N/A | 0.963 | 1 | #N/A | #N/A | #N/A | 1.15 | #N/A | #N/A | #N/A
| Not Required |  | B/CS | - | - | - | - | - | #N/A | #N/A | 0.5 | #N/A | #N/A | #N/A | #N/A | #N/A | 1.15 | #N/A | #N/A | #N/A | #N/A | 2.24 | #N/A | 0.963 | 1 | #N/A | #N/A | #N/A | 1.15 | #N/A | #N/A | #N/A
| Not Required |  | B/CS | - | - | - | - | - | #N/A | #N/A | 0.5 | #N/A | #N/A | #N/A | #N/A | #N/A | 1.15 | #N/A | #N/A | #N/A | #N/A | 2.24 | #N/A | 0.963 | 1 | #N/A | #N/A | #N/A | 1.15 | #N/A | #N/A | #N/A
| Not Required |  | B/CS | - | - | - | - | - | #N/A | #N/A | 0.5 | #N/A | #N/A | #N/A | #N/A | #N/A | 1.15 | #N/A | #N/A | #N/A | #N/A | 2.24 | #N/A | 0.963 | 1 | #N/A | #N/A | #N/A | 1.15 | #N/A | #N/A | #N/A
| Not Required |  | B/CS | - | - | - | - | - | #N/A | #N/A | 0.5 | #N/A | #N/A | #N/A | #N/A | #N/A | 1.15 | #N/A | #N/A | #N/A | #N/A | 2.24 | #N/A | 0.963 | 1 | #N/A | #N/A | #N/A | 1.15 | #N/A | #N/A | #N/A
| Not Required |  | B/CS | - | - | - | - | - | #N/A | #N/A | 0.5 | #N/A | #N/A | #N/A | #N/A | #N/A | 1.15 | #N/A | #N/A | #N/A | #N/A | 2.24 | #N/A | 0.963 | 1 | #N/A | #N/A | #N/A | 1.15 | #N/A | #N/A | #N/A
| Not Required |  | B/CS | - | - | - | - | - | #N/A | #N/A | 0.5 | #N/A | #N/A | #N/A | #N/A | #N/A | 1.15 | #N/A | #N/A | #N/A | #N/A | 2.24 | #N/A | 0.963 | 1 | #N/A | #N/A | #N/A | 1.15 | #N/A | #N/A | #N/A
| Not Required |  | B/CS | - | - | - | - | - | #N/A | #N/A | 0.5 | #N/A | #N/A | #N/A | #N/A | #N/A | 1.15 | #N/A | #N/A | #N/A | #N/A | 2.24 | #N/A | 0.963 | 1 | #N/A | #N/A | #N/A | 1.15 | #N/A | #N/A | #N/A
| Not Required |  | B/CS | - | - | - | - | - | #N/A | #N/A | 0.5 | #N/A | #N/A | #N/A | #N/A | #N/A | 1.15 | #N/A | #N/A | #N/A | #N/A | 2.24 | #N/A | 0.963 | 1 | #N/A | #N/A | #N/A | 1.15 | #N/A | #N/A | #N/A
| Not Required |  | B/CS | - | - | - | - | - | #N/A | #N/A | 0.5 | #N/A | #N/A | #N/A | #N/A | #N/A | 1.15 | #N/A | #N/A | #N/A | #N/A | 2.24 | #N/A | 0.963 | 1 | #N/A | #N/A | #N/A | 1.15 | #N/A | #N/A | #N/A
| Not Required |  | B/CS | - | - | - | - | - | #N/A | #N/A | 0.5 | #N/A | #N/A | #N/A | #N/A | #N/A | 1.15 | #N/A | #N/A | #N/A | #N/A | 2.24 | #N/A | 0.963 | 1 | #N/A | #N/A | #N/A | 1.15 | #N/A | #N/A | #N/A
| Not Required |  | B/CS | - | - | - | - | - | #N/A | #N/A | 0.5 | #N/A | #N/A | #N/A | #N/A | #N/A | 1.15 | #N/A | #N/A | #N/A | #N/A | 2.24 | #N/A | 0.963 | 1 | #N/A | #N/A | #N/A | 1.15 | #N/A | #N/A | #N/A
| Not Required |  | B/CS | - | - | - | - | - | #N/A | #N/A | 0.5 | #N/A | #N/A | #N/A | #N/A | #N/A | 1.15 | #N/A | #N/A | #N/A | #N/A | 2.24 | #N/A | 0.963 | 1 | #N/A | #N/A | #N/A | 1.15 | #N/A | #N/A | #N/A
| Not Required |  | B/CS | - | - | - | - | - | #N/A | #N/A | 0.5 | #N/A | #N/A | #N/A | #N/A | #N/A | 1.15 | #N/A | #N/A | #N/A | #N/A | 2.24 | #N/A | 0.963 | 1 | #N/A | #N/A | #N/A | 1.15 | #N/A | #N/A | #N/A
| Not Required |  | B/CS | - | - | - | - | - | #N/A | #N/A | 0.5 | #N/A | #N/A | #N/A | #N/A | #N/A | 1.15 | #N/A | #N/A | #N/A | #N/A | 2.24 | #N/A | 0.963 | 1 | #N/A | #N/A | #N/A | 1.15 | #N/A | #N/A | #N/A
| Not Required |  | B/CS | - | - | - | - | - | #N/A | #N/A | 0.5 | #N/A | #N/A | #N/A | #N/A | #N/A | 1.15 | #N/A | #N/A | #N/A | #N/A | 2.24 | #N/A | 0.963 | 1 | #N/A | #N/A | #N/A | 1.15 | #N/A | #N/A | #N/A
| Not Required |  | B/CS | - | - | - | - | - | #N/A | #N/A | 0.5 | #N/A | #N/A | #N/A | #N/A | #N/A | 1.15 | #N/A | #N/A | #N/A | #N/A | 2.24 | #N/A | 0.963 | 1 | #N/A | #N/A | #N/A | 1.15 | #N/A | #N/A | #N/A
| Not Required |  | B/CS | - | - | - | - | - | #N/A | #N/A | 0.5 | #N/A | #N/A | #N/A | #N/A | #N/A | 1.15 | #N/A | #N/A | #N/A | #N/A | 2.24 | #N/A | 0.963 | 1 | #N/A | #N/A | #N/A | 1.15 | #N/A | #N/A | #N/A
¦ Permit/File Number: Building Permit 123567 ¦ Calculations completed by: Tim - info@part9bracing.ca ¦
<End of Sheet (R-3) Adjusted Lengths (Alt.)>

## (R-4) Construction (Part 1)
O
|  |  | Part 9 Bracing Calculator (No Scripts) | [5 empty] | beta_1.043
For Design, Compliance and Construction
ReadMe |  |  | Sheet (R-4): Report - Construction (Part 1)
|  |  | Builder Preferences |  |  |  | Caclulator Feedback:
|  |  | Anchor Bolts (Diameter) |  | 1/2"
|  |  | Framing Nails |  | 3 1/4" x 0.120" (Std Strip/Coil)
|  |  | Wood-based Braced Wall Panel Sheathing Nails |  | 2 1/2" x 0.113" (Std Strip/Coil)
|  |  | Wood-based Wall Sheathing (not in BWPs) Fasteners |  | Same as BWP nails
|  |  | Gysum-based Braced Wall Panel Sheathing Fasteners |  | Type W Drywall Screws |  | Screws require minimum 3/4" embed into framing
|  |  | Wood-based Subfloor Sheathing Fasteners |  | Screws
|  |  | Wood-based Roof Sheathing Fasteners |  | Same as BWP nails
General Construction Details Relating to Lateral Bracing System
Anchor Bolt Spacing based on Design Inputs and Builder Preferences
|  |  | Anchor Bolt Diameter: |  |  | 1/2"
|  |  | Anchor Bolt Minimum Embed into Foundation: |  |  | 4"
|  |  | Maximum Spacing for Anchor Bolts not in Braced Wall Panels:* |  |  | 8' on center | *See Report - Construction (Part 2) for Panel specific anchor bolt spacing
Anchor bolts to be positioned within 12" of foundation wall corners, and within 12" of Panel edges
Lateral Bracing System Framing Nail Connections and Spacing based on Design Inputs and Builder Preferences
|  |  | Fastener Type: | 3 1/4" x 0.120" (Std Strip/Coil)
[8 empty] | Spacing (in) | Number
|  |  | Rim joist, trimmer joist or blocking – supporting walls with required braced wall panels – to sill plate or top wall plate – toe nail |  |  |  |  | 4.125
|  |  | Blocking to stud or stud to wall plate (each end) toe nail | [5 empty] | 5
|  |  | Blocking to stud or stud to wall plate (each end) end nail | [5 empty] | 3
|  |  | Doubled studs at openings, within walls, or abutting studs at wall intersections and corners – in required braced wall panels |  |  |  |  | 8.25
|  |  | Doubled top wall plates (see below for joints in braced wall bands) |  |  |  |  | 16.375
|  |  | Bottom wall plate or sole plate to floor joists, rim joists or blocking (exterior walls) (3) |  |  |  |  | 10.875
|  |  | Bottom wall plate or sole plate – in required braced wall panels – to floor joists, rim joists or blocking (exterior walls) (3) |  |  |  |  | 4.125
|  |  | Interior walls to framing or subflooring |  |  |  |  | 16.375
|  |  | Required braced wall panels – in interior walls – to framing above and below |  |  |  |  | 4.125
|  |  | Roof rafter, roof truss or roof joist to plate – toe nail | [5 empty] | 5
|  |  | End-joist or end-rafter to built-up wall stud | [5 empty] | 8
|  |  | End-joist or end-rafter to built-up wall stud (for roof of heavy construction) | [5 empty] | 12
Subfloor Sheathing Fasteners based on Design Inputs and Builder Preferences
|  |  | Fastener Type: | Screws |  |  | Minimum Length | Maximum Spacing (in)
[8 empty] | Edges | Field
|  |  | For wood-based subfloor sheathing panels greater than 3/8" and up to 3/4" |  |  |  | 1 3/4" | 6 | 12
|  |  | For wood-based subfloor sheathing panels greater than 3/4" and up to 1" |  |  |  | 2" | 6 | 12
Wall Sheathing Fasteners for Sheathing not in a Braced Wall Panel based on Design Inputs and Builder Preferences
|  |  | Fastener Type: | 2 1/2" x 0.113" (Std Strip/Coil) |  |  | Minimum Length | Maximum Spacing (in)
[8 empty] | Edges | Field
|  |  | For wood-based wall sheathing panels panels 3/8" or less |  |  |  | #N/A | 6 | 12
|  |  | For wood-based wall sheathing panels panels greater than 3/8" and up to 3/4" |  |  |  | #N/A | 6 | 12
|  |  | For wood-based wall sheathing panels greater than 3/4" and up to 1" |  |  |  | #N/A | 6 | 12
| Filter: |  | Roof Sheathing Fasteners based on Design Inputs and Builder Preferences
| Required |  | Fastener Type: | 2 1/2" x 0.113" (Std Strip/Coil) |  |  | Minimum Length | Maximum Spacing (in)
| Required | [6 empty] | Edges | Field
| Not Required |  | For wood-based roof sheathing panels 3/8" or less |  |  |  | #N/A | 6 | 12
| Not Required |  | For wood-based roof sheathing panels greater than 3/8" and up to 3/4" |  |  |  | #N/A | 6 | 12
| Not Required |  | For wood-based roof sheathing panels greater than 3/4" and up to 1" |  |  |  | #N/A | 6 | 12
| Required |  | For wood-based roof sheathing panels greater than 3/8" and up to 3/4" |  |  |  | #N/A | 4.625 | 9.375
| Required |  | For wood-based roof sheathing panels greater than 3/4" and up to 1" |  |  |  | #N/A | 4.625 | 9.375
| Not Required |  | Wood-based roof sheathing panels within 3' of roof edges |  |  |  | #N/A | 1.5
¦ Permit/File Number: Building Permit 123567 ¦ Calculations completed by: Tim - info@part9bracing.ca ¦
<End of Sheet (R-4) Construction (Part 1)>

## (R-4a) Construction (Part 2)
O
|  |  | Part 9 Bracing Calculator (No Scripts) | [19 empty] | beta_1.043
For Design, Compliance and Construction
ReadMe | Filter: |  | Sheet (R-4b): Report - Construction (Part 2)
Required
| Required |  | Builder Preferences | [9 empty] | Calculator Feedback:
| Required |  | Anchor Bolts (Diameter) | [6 empty] | 1/2"
| Required |  | Framing Nails | [6 empty] | 3 1/4" x 0.120" (Std Strip/Coil) |  |  | Framing nails to extend minimum 1/2 length into second member. Space nails to avoid splitting.
| Required |  | Wood-based BWP Sheathing Nails | [6 empty] | 2 1/2" x 0.113" (Std Strip/Coil)
| Required |  | Wood-based Wall Sheathing (not in BWPs) Fasteners | [6 empty] | Same as BWP nails
| Required |  | Gysum-based BWP Sheathing Fasteners* | [6 empty] | Type W Drywall Screws
| Required |  | Wood-based Subfloor Sheathing Fasteners | [6 empty] | Screws
| Required |  | Wood-based Roof Sheathing Fasteners | [6 empty] | Same as BWP nails
Required
| Required |  | Band Specific Construction Details based on Builder Preferences
| Required |  | Band Information |  |  |  | Anchor Bolts |  | Framing |  |  |  | Primary Bracing Sheathing |  |  |  |  | Secondary Bracing Sheathing
| Required |  | Band ID |  | Reference Framing Type | Sheathing Continuity | Max. Spacing in BWP | Min. # per BWP | Max. Stud Spacing | Double Top Plate Nailing |  | Bracing Extending to Roof Framing | Minimum Sheathing | Horiz. Blocking | Fastener Type | Spacing |  | Reference Framing Type | Sheathing | Horiz. Blocking | Fastener Type | Spacing
| Required | [8 empty] | Min. Plate Lap | Min. Nails Each Side |  |  |  |  | Edges | Field |  |  |  |  | Edges | Field
| Required |  | R | 1 | WSP-A | Continuous | 4' 7" | 2 | 16 | 1 stud space | 9 | - | 3/8" wood-based panel | - | 2 1/2" x 0.113" (Std Strip/Coil) | 6 | 12 | GWB-O | 1/2" gypsum board | - | Type W Drywall Screws | 12 | 12
| Required |  | R | 2 | WSP-A | Continuous | 4' 7" | 2 | 16 | 1 stud space | 9 | - | 3/8" wood-based panel | - | 2 1/2" x 0.113" (Std Strip/Coil) | 6 | 12 | GWB-O | 1/2" gypsum board | - | Type W Drywall Screws | 12 | 12
| Required |  | R | 3 | WSP-A | Continuous | 4' 7" | 2 | 16 | 1 stud space | 9 | - | 3/8" wood-based panel | - | 2 1/2" x 0.113" (Std Strip/Coil) | 6 | 12 | GWB-O | 1/2" gypsum board | - | Type W Drywall Screws | 12 | 12
| Required |  | R | 4 | WSP-A | Continuous | 4' 7" | 2 | 16 | 1 stud space | 9 | - | 3/8" wood-based panel | - | 2 1/2" x 0.113" (Std Strip/Coil) | 6 | 12 | GWB-O | 1/2" gypsum board | - | Type W Drywall Screws | 12 | 12
| Not Required |  | R | - | - | - | #N/A | 2 | #N/A | 1 stud space | 9 | - | #N/A | #N/A | #N/A | #N/A | #N/A | N/A |  | - | - | - | -
| Not Required |  | R | - | - | - | #N/A | 2 | #N/A | 1 stud space | 9 | - | #N/A | #N/A | #N/A | #N/A | #N/A | N/A |  | - | - | - | -
| Not Required |  | R | - | - | - | #N/A | 2 | #N/A | 1 stud space | 9 | - | #N/A | #N/A | #N/A | #N/A | #N/A | N/A |  | - | - | - | -
| Not Required |  | R | - | - | - | #N/A | 2 | #N/A | 1 stud space | 9 | - | #N/A | #N/A | #N/A | #N/A | #N/A | N/A |  | - | - | - | -
| Not Required |  | R | - | - | - | #N/A | 2 | #N/A | 1 stud space | 9 | - | #N/A | #N/A | #N/A | #N/A | #N/A | N/A |  | - | - | - | -
| Not Required |  | R | - | - | - | #N/A | 2 | #N/A | 1 stud space | 9 | - | #N/A | #N/A | #N/A | #N/A | #N/A | N/A |  | - | - | - | -
| Required |  | R | A | WSP-A | Continuous | 4' 7" | 2 | 16 | 1 stud space | 9 | - | 3/8" wood-based panel | - | 2 1/2" x 0.113" (Std Strip/Coil) | 6 | 12 | GWB-O | 1/2" gypsum board | - | Type W Drywall Screws | 12 | 12
| Required |  | R | B | WSP-A | Continuous | 4' 7" | 2 | 16 | 1 stud space | 9 | - | 3/8" wood-based panel | - | 2 1/2" x 0.113" (Std Strip/Coil) | 6 | 12 | GWB-O | 1/2" gypsum board | - | Type W Drywall Screws | 12 | 12
| Required |  | R | C | WSP-A | Continuous | 4' 7" | 2 | 16 | 1 stud space | 9 | - | 3/8" wood-based panel | - | 2 1/2" x 0.113" (Std Strip/Coil) | 6 | 12 | GWB-O | 1/2" gypsum board | - | Type W Drywall Screws | 12 | 12
| Required |  | R | D | WSP-A | Continuous | 4' 7" | 2 | 16 | 1 stud space | 9 | - | 3/8" wood-based panel | - | 2 1/2" x 0.113" (Std Strip/Coil) | 6 | 12 | GWB-O | 1/2" gypsum board | - | Type W Drywall Screws | 12 | 12
| Required |  | R | E | WSP-A | Continuous | 4' 7" | 2 | 16 | 1 stud space | 9 | - | 3/8" wood-based panel | - | 2 1/2" x 0.113" (Std Strip/Coil) | 6 | 12 | GWB-O | 1/2" gypsum board | - | Type W Drywall Screws | 12 | 12
| Not Required |  | R | - | - | - | #N/A | 2 | #N/A | 1 stud space | 9 | - | #N/A | #N/A | #N/A | #N/A | #N/A | N/A |  | - | - | - | -
| Not Required |  | R | - | - | - | #N/A | 2 | #N/A | 1 stud space | 9 | - | #N/A | #N/A | #N/A | #N/A | #N/A | N/A |  | - | - | - | -
| Not Required |  | R | - | - | - | #N/A | 2 | #N/A | 1 stud space | 9 | - | #N/A | #N/A | #N/A | #N/A | #N/A | N/A |  | - | - | - | -
| Not Required |  | R | - | - | - | #N/A | 2 | #N/A | 1 stud space | 9 | - | #N/A | #N/A | #N/A | #N/A | #N/A | N/A |  | - | - | - | -
| Not Required |  | R | - | - | - | #N/A | 2 | #N/A | 1 stud space | 9 | - | #N/A | #N/A | #N/A | #N/A | #N/A | N/A |  | - | - | - | -
| Required |  | R+1F | 1 | WSP-B | Continuous | 2' 8" | 2 | 24 | 1 stud space | 9 |  | 7/16" wood-based panel | Yes | 2 1/2" x 0.113" (Std Strip/Coil) | 4.625 | 9.375 | GWB-O | 1/2" gypsum board | - | Type W Drywall Screws | 12 | 12
| Required |  | R+1F | 2 | WSP-B | Continuous | 2' 8" | 2 | 24 | 1 stud space | 9 |  | 7/16" wood-based panel | Yes | 2 1/2" x 0.113" (Std Strip/Coil) | 4.625 | 9.375 | GWB-O | 1/2" gypsum board | - | Type W Drywall Screws | 12 | 12
| Required |  | R+1F | 3 | WSP-B | Continuous | 2' 8" | 2 | 24 | 1 stud space | 9 |  | 7/16" wood-based panel | Yes | 2 1/2" x 0.113" (Std Strip/Coil) | 4.625 | 9.375 | GWB-O | 1/2" gypsum board | - | Type W Drywall Screws | 12 | 12
| Required |  | R+1F | 4 | WSP-B | Continuous | 2' 8" | 2 | 24 | 1 stud space | 9 |  | 7/16" wood-based panel | Yes | 2 1/2" x 0.113" (Std Strip/Coil) | 4.625 | 9.375 | GWB-O | 1/2" gypsum board | - | Type W Drywall Screws | 12 | 12
| Not Required |  | R+1F | - | - | - | #N/A | 2 | #N/A | 1 stud space | 9 |  | #N/A | #N/A | #N/A | #N/A | #N/A | N/A |  | - | - | - | -
| Not Required |  | R+1F | - | - | - | #N/A | 2 | #N/A | 1 stud space | 9 |  | #N/A | #N/A | #N/A | #N/A | #N/A | N/A |  | - | - | - | -
| Not Required |  | R+1F | - | - | - | #N/A | 2 | #N/A | 1 stud space | 9 |  | #N/A | #N/A | #N/A | #N/A | #N/A | N/A |  | - | - | - | -
| Not Required |  | R+1F | - | - | - | #N/A | 2 | #N/A | 1 stud space | 9 |  | #N/A | #N/A | #N/A | #N/A | #N/A | N/A |  | - | - | - | -
| Not Required |  | R+1F | - | - | - | #N/A | 2 | #N/A | 1 stud space | 9 |  | #N/A | #N/A | #N/A | #N/A | #N/A | N/A |  | - | - | - | -
| Not Required |  | R+1F | - | - | - | #N/A | 2 | #N/A | 1 stud space | 9 |  | #N/A | #N/A | #N/A | #N/A | #N/A | N/A |  | - | - | - | -
| Required |  | R+1F | A | WSP-D | Continuous | 1' 11" | 2 | 24 | 1 stud space | 9 |  | 7/16" wood-based panel | Yes | 2 1/2" x 0.113" (Std Strip/Coil) | 2.375 | 9.375 | GWB-O | 1/2" gypsum board | - | Type W Drywall Screws | 12 | 12
| Required |  | R+1F | B | WSP-D | Continuous | 1' 11" | 2 | 24 | 1 stud space | 9 |  | 7/16" wood-based panel | Yes | 2 1/2" x 0.113" (Std Strip/Coil) | 2.375 | 9.375 | GWB-O | 1/2" gypsum board | - | Type W Drywall Screws | 12 | 12
| Required |  | R+1F | C | WSP-A | Continuous | 4' 7" | 2 | 16 | 1 stud space | 9 |  | 3/8" wood-based panel | - | 2 1/2" x 0.113" (Std Strip/Coil) | 6 | 12 | GWB-O | 1/2" gypsum board | - | Type W Drywall Screws | 12 | 12
| Required |  | R+1F | D | WSP-D | Continuous | 1' 11" | 2 | 24 | 1 stud space | 9 |  | 7/16" wood-based panel | Yes | 2 1/2" x 0.113" (Std Strip/Coil) | 2.375 | 9.375 | GWB-O | 1/2" gypsum board | - | Type W Drywall Screws | 12 | 12
| Required |  | R+1F | E | WSP-D | Continuous | 1' 11" | 2 | 24 | 1 stud space | 9 |  | 7/16" wood-based panel | Yes | 2 1/2" x 0.113" (Std Strip/Coil) | 2.375 | 9.375 | GWB-O | 1/2" gypsum board | - | Type W Drywall Screws | 12 | 12
| Not Required |  | R+1F | - | - | - | #N/A | 2 | #N/A | 1 stud space | 9 |  | #N/A | #N/A | #N/A | #N/A | #N/A | N/A |  | - | - | - | -
| Not Required |  | R+1F | - | - | - | #N/A | 2 | #N/A | 1 stud space | 9 |  | #N/A | #N/A | #N/A | #N/A | #N/A | N/A |  | - | - | - | -
| Not Required |  | R+1F | - | - | - | #N/A | 2 | #N/A | 1 stud space | 9 |  | #N/A | #N/A | #N/A | #N/A | #N/A | N/A |  | - | - | - | -
| Not Required |  | R+1F | - | - | - | #N/A | 2 | #N/A | 1 stud space | 9 |  | #N/A | #N/A | #N/A | #N/A | #N/A | N/A |  | - | - | - | -
| Not Required |  | R+1F | - | - | - | #N/A | 2 | #N/A | 1 stud space | 9 |  | #N/A | #N/A | #N/A | #N/A | #N/A | N/A |  | - | - | - | -
| Required |  | R+2F | 1 | WSP-D | Continuous | 1' 11" | 2 | 24 | 1 stud space | 9 |  | 7/16" wood-based panel | Yes | 2 1/2" x 0.113" (Std Strip/Coil) | 2.375 | 9.375 | GWB-O | 1/2" gypsum board | - | Type W Drywall Screws | 12 | 12
| Required |  | R+2F | 2 | WSP-D | Continuous | 1' 11" | 2 | 24 | 1 stud space | 9 |  | 7/16" wood-based panel | Yes | 2 1/2" x 0.113" (Std Strip/Coil) | 2.375 | 9.375 | GWB-O | 1/2" gypsum board | - | Type W Drywall Screws | 12 | 12
| Required |  | R+2F | 3 | WSP-D | Continuous | 1' 11" | 2 | 24 | 1 stud space | 9 |  | 7/16" wood-based panel | Yes | 2 1/2" x 0.113" (Std Strip/Coil) | 2.375 | 9.375 | GWB-O | 1/2" gypsum board | - | Type W Drywall Screws | 12 | 12
| Required |  | R+2F | 4 | WSP-D | Continuous | 1' 11" | 2 | 24 | 1 stud space | 9 |  | 7/16" wood-based panel | Yes | 2 1/2" x 0.113" (Std Strip/Coil) | 2.375 | 9.375 | GWB-O | 1/2" gypsum board | - | Type W Drywall Screws | 12 | 12
| Not Required |  | R+2F | - | - | - | #N/A | 2 | #N/A | 1 stud space | 9 |  | #N/A | #N/A | #N/A | #N/A | #N/A | N/A |  | - | - | - | -
| Not Required |  | R+2F | - | - | - | #N/A | 2 | #N/A | 1 stud space | 9 |  | #N/A | #N/A | #N/A | #N/A | #N/A | N/A |  | - | - | - | -
| Not Required |  | R+2F | - | - | - | #N/A | 2 | #N/A | 1 stud space | 9 |  | #N/A | #N/A | #N/A | #N/A | #N/A | N/A |  | - | - | - | -
| Not Required |  | R+2F | - | - | - | #N/A | 2 | #N/A | 1 stud space | 9 |  | #N/A | #N/A | #N/A | #N/A | #N/A | N/A |  | - | - | - | -
| Not Required |  | R+2F | - | - | - | #N/A | 2 | #N/A | 1 stud space | 9 |  | #N/A | #N/A | #N/A | #N/A | #N/A | N/A |  | - | - | - | -
| Not Required |  | R+2F | - | - | - | #N/A | 2 | #N/A | 1 stud space | 9 |  | #N/A | #N/A | #N/A | #N/A | #N/A | N/A |  | - | - | - | -
| Required |  | R+2F | A | WSP-D | Continuous | 1' 11" | 2 | 24 | 1 stud space | 9 |  | 7/16" wood-based panel | Yes | 2 1/2" x 0.113" (Std Strip/Coil) | 2.375 | 9.375 | GWB-O | 1/2" gypsum board | - | Type W Drywall Screws | 12 | 12
| Required |  | R+2F | B | WSP-E | Continuous | 1' 7" | 2 | 24 | 1 stud space | 9 |  | 5/8" wood-based panel | Yes | 3 1/4" x 0.120" (Std Strip/Coil) | 2.125 | 8.375 | GWB-O | 1/2" gypsum board | - | Type W Drywall Screws | 12 | 12
| Required |  | R+2F | C | WSP-D | Continuous | 1' 11" | 2 | 24 | 1 stud space | 9 |  | 7/16" wood-based panel | Yes | 2 1/2" x 0.113" (Std Strip/Coil) | 2.375 | 9.375 | GWB-O | 1/2" gypsum board | - | Type W Drywall Screws | 12 | 12
| Required |  | R+2F | D | WSP-E | Continuous | 1' 7" | 2 | 24 | 1 stud space | 9 |  | 5/8" wood-based panel | Yes | 3 1/4" x 0.120" (Std Strip/Coil) | 2.125 | 8.375 | GWB-O | 1/2" gypsum board | - | Type W Drywall Screws | 12 | 12
| Required |  | R+2F | E | WSP-D | Continuous | 1' 11" | 2 | 24 | 1 stud space | 9 |  | 7/16" wood-based panel | Yes | 2 1/2" x 0.113" (Std Strip/Coil) | 2.375 | 9.375 | GWB-O | 1/2" gypsum board | - | Type W Drywall Screws | 12 | 12
| Not Required |  | R+2F | - | - | - | #N/A | 2 | #N/A | 1 stud space | 9 |  | #N/A | #N/A | #N/A | #N/A | #N/A | N/A |  | - | - | - | -
| Not Required |  | R+2F | - | - | - | #N/A | 2 | #N/A | 1 stud space | 9 |  | #N/A | #N/A | #N/A | #N/A | #N/A | N/A |  | - | - | - | -
| Not Required |  | R+2F | - | - | - | #N/A | 2 | #N/A | 1 stud space | 9 |  | #N/A | #N/A | #N/A | #N/A | #N/A | N/A |  | - | - | - | -
| Not Required |  | R+2F | - | - | - | #N/A | 2 | #N/A | 1 stud space | 9 |  | #N/A | #N/A | #N/A | #N/A | #N/A | N/A |  | - | - | - | -
| Not Required |  | R+2F | - | - | - | #N/A | 2 | #N/A | 1 stud space | 9 |  | #N/A | #N/A | #N/A | #N/A | #N/A | N/A |  | - | - | - | -
| Not Required |  | B/CS | - | - | - | #REF! | 2 | #REF! | #VALUE! | #VALUE! |  | #REF! | #REF! | #REF! | #REF! | #REF! | N/A |  | - | - | - | -
| Not Required |  | B/CS | - | - | - | #REF! | 2 | #REF! | #VALUE! | #VALUE! |  | #REF! | #REF! | #REF! | #REF! | #REF! | N/A |  | - | - | - | -
| Not Required |  | B/CS | - | - | - | #REF! | 2 | #REF! | #VALUE! | #VALUE! |  | #REF! | #REF! | #REF! | #REF! | #REF! | N/A |  | - | - | - | -
| Not Required |  | B/CS | - | - | - | #REF! | 2 | #REF! | #VALUE! | #VALUE! |  | #REF! | #REF! | #REF! | #REF! | #REF! | N/A |  | - | - | - | -
| Not Required |  | B/CS | - | - | - | #REF! | 2 | #REF! | #VALUE! | #VALUE! |  | #REF! | #REF! | #REF! | #REF! | #REF! | N/A |  | - | - | - | -
| Not Required |  | B/CS | - | - | - | #REF! | 2 | #REF! | #VALUE! | #VALUE! |  | #REF! | #REF! | #REF! | #REF! | #REF! | N/A |  | - | - | - | -
| Not Required |  | B/CS | - | - | - | #REF! | 2 | #REF! | #VALUE! | #VALUE! |  | #REF! | #REF! | #REF! | #REF! | #REF! | N/A |  | - | - | - | -
| Not Required |  | B/CS | - | - | - | #REF! | 2 | #REF! | #VALUE! | #VALUE! |  | #REF! | #REF! | #REF! | #REF! | #REF! | N/A |  | - | - | - | -
| Not Required |  | B/CS | - | - | - | #REF! | 2 | #REF! | #VALUE! | #VALUE! |  | #REF! | #REF! | #REF! | #REF! | #REF! | N/A |  | - | - | - | -
| Not Required |  | B/CS | - | - | - | #REF! | 2 | #REF! | #VALUE! | #VALUE! |  | #REF! | #REF! | #REF! | #REF! | #REF! | N/A |  | - | - | - | -
| Not Required |  | B/CS | - | - | - | #REF! | 2 | #REF! | #VALUE! | #VALUE! |  | #REF! | #REF! | #REF! | #REF! | #REF! | N/A |  | - | - | - | -
| Not Required |  | B/CS | - | - | - | #REF! | 2 | #REF! | #VALUE! | #VALUE! |  | #REF! | #REF! | #REF! | #REF! | #REF! | N/A |  | - | - | - | -
| Not Required |  | B/CS | - | - | - | #REF! | 2 | #REF! | #VALUE! | #VALUE! |  | #REF! | #REF! | #REF! | #REF! | #REF! | N/A |  | - | - | - | -
| Not Required |  | B/CS | - | - | - | #REF! | 2 | #REF! | #VALUE! | #VALUE! |  | #REF! | #REF! | #REF! | #REF! | #REF! | N/A |  | - | - | - | -
| Not Required |  | B/CS | - | - | - | #REF! | 2 | #REF! | #VALUE! | #VALUE! |  | #REF! | #REF! | #REF! | #REF! | #REF! | N/A |  | - | - | - | -
| Not Required |  | B/CS | - | - | - | #REF! | 2 | #REF! | #VALUE! | #VALUE! |  | #REF! | #REF! | #REF! | #REF! | #REF! | N/A |  | - | - | - | -
| Not Required |  | B/CS | - | - | - | #REF! | 2 | #REF! | #VALUE! | #VALUE! |  | #REF! | #REF! | #REF! | #REF! | #REF! | N/A |  | - | - | - | -
| Not Required |  | B/CS | - | - | - | #REF! | 2 | #REF! | #VALUE! | #VALUE! |  | #REF! | #REF! | #REF! | #REF! | #REF! | N/A |  | - | - | - | -
| Not Required |  | B/CS | - | - | - | #REF! | 2 | #REF! | #VALUE! | #VALUE! |  | #REF! | #REF! | #REF! | #REF! | #REF! | N/A |  | - | - | - | -
| Not Required |  | B/CS | - | - | - | #REF! | 2 | #REF! | #VALUE! | #VALUE! |  | #REF! | #REF! | #REF! | #REF! | #REF! | N/A |  | - | - | - | -
| Not Required |  | B/CS | - | - | - | #REF! | 2 | #REF! | #VALUE! | #VALUE! |  | #REF! | #REF! | #REF! | #REF! | #REF! | N/A |  | - | - | - | -
| Not Required |  | B/CS | - | - | - | #REF! | 2 | #REF! | #VALUE! | #VALUE! |  | #REF! | #REF! | #REF! | #REF! | #REF! | N/A |  | - | - | - | -
| Not Required |  | B/CS | - | - | - | #REF! | 2 | #REF! | #VALUE! | #VALUE! |  | #REF! | #REF! | #REF! | #REF! | #REF! | N/A |  | - | - | - | -
| Not Required |  | B/CS | - | - | - | #REF! | 2 | #REF! | #VALUE! | #VALUE! |  | #REF! | #REF! | #REF! | #REF! | #REF! | N/A |  | - | - | - | -
| Not Required |  | B/CS | - | - | - | #REF! | 2 | #REF! | #VALUE! | #VALUE! |  | #REF! | #REF! | #REF! | #REF! | #REF! | N/A |  | - | - | - | -
| Not Required |  | B/CS | - | - | - | #REF! | 2 | #REF! | #VALUE! | #VALUE! |  | #REF! | #REF! | #REF! | #REF! | #REF! | N/A |  | - | - | - | -
| Not Required |  | B/CS | - | - | - | #REF! | 2 | #REF! | #VALUE! | #VALUE! |  | #REF! | #REF! | #REF! | #REF! | #REF! | N/A |  | - | - | - | -
| Not Required |  | B/CS | - | - | - | #REF! | 2 | #REF! | #VALUE! | #VALUE! |  | #REF! | #REF! | #REF! | #REF! | #REF! | N/A |  | - | - | - | -
| Not Required |  | B/CS | - | - | - | #REF! | 2 | #REF! | #VALUE! | #VALUE! |  | #REF! | #REF! | #REF! | #REF! | #REF! | N/A |  | - | - | - | -
| Not Required |  | B/CS | - | - | - | #REF! | 2 | #REF! | #VALUE! | #VALUE! |  | #REF! | #REF! | #REF! | #REF! | #REF! | N/A |  | - | - | - | -
| Not Required |  | B/CS | - | - | - | #REF! | 2 | #REF! | #VALUE! | #VALUE! |  | #REF! | #REF! | #REF! | #REF! | #REF! | N/A |  | - | - | - | -
| Not Required |  | B/CS | - | - | - | #REF! | 2 | #REF! | #VALUE! | #VALUE! |  | #REF! | #REF! | #REF! | #REF! | #REF! | N/A |  | - | - | - | -
| Not Required |  | B/CS | - | - | - | #REF! | 2 | #REF! | #VALUE! | #VALUE! |  | #REF! | #REF! | #REF! | #REF! | #REF! | N/A |  | - | - | - | -
| Not Required |  | B/CS | - | - | - | #REF! | 2 | #REF! | #VALUE! | #VALUE! |  | #REF! | #REF! | #REF! | #REF! | #REF! | N/A |  | - | - | - | -
| Not Required |  | B/CS | - | - | - | #REF! | 2 | #REF! | #VALUE! | #VALUE! |  | #REF! | #REF! | #REF! | #REF! | #REF! | N/A |  | - | - | - | -
| Not Required |  | B/CS | - | - | - | #REF! | 2 | #REF! | #VALUE! | #VALUE! |  | #REF! | #REF! | #REF! | #REF! | #REF! | N/A |  | - | - | - | -
| Not Required |  | B/CS | - | - | - | #REF! | 2 | #REF! | #VALUE! | #VALUE! |  | #REF! | #REF! | #REF! | #REF! | #REF! | N/A |  | - | - | - | -
| Not Required |  | B/CS | - | - | - | #REF! | 2 | #REF! | #VALUE! | #VALUE! |  | #REF! | #REF! | #REF! | #REF! | #REF! | N/A |  | - | - | - | -
| Not Required |  | B/CS | - | - | - | #REF! | 2 | #REF! | #VALUE! | #VALUE! |  | #REF! | #REF! | #REF! | #REF! | #REF! | N/A |  | - | - | - | -
| Not Required |  | B/CS | - | - | - | #REF! | 2 | #REF! | #VALUE! | #VALUE! |  | #REF! | #REF! | #REF! | #REF! | #REF! | N/A |  | - | - | - | -
¦ Permit/File Number: Building Permit 123567 ¦ Calculations completed by: Tim - info@part9bracing.ca ¦
<End of Sheet (R-4a) Constructino (Part 2)>

## (R-5) Comparison
O
|  |  | Part 9 Bracing Calculator (No Scripts) | [24 empty] | beta_1.043
For Design, Compliance and Construction
ReadMe | Filter |  | Sheet (R-5): Report - Comparison of Calculation Method (Wind vs Seismic Forces)
Required
| Required |  | Plan Check Note: Review for most restrictive load. See BCBC9.23.13.7.(2)
Required
| Required |  | For Braced Storeys
| Required | [7 empty] | Calculation Method (Tables) | [9 empty] | Calculation Method (Alternative)
| Required | [7 empty] | WIND |  |  | SEISMIC |  |  | Most Restrictive |  |  |  | WIND |  |  | SEISMIC |  |  | Most Restrictive
| Required |  | Band ID |  | Building Dimension ¦¦ Band (m) | Reference Framing Type | Sheathing Continuity | Interior/Reverse Drywall | L(UW) (m) | L(W) (m) | % of Building Dimension | L(US) (m) | L(S) (m) | % of Building Dimension | Max Option (m) | Design Driver | % of Building Dimension | Max Option (ft) |  | Adjusted Length (m) | % of Building Dimension |  | Adjusted Length (m) | % of Building Dimension | Max Option (m) | Design Driver | % of Building Dimension | Max Option (ft)
| Required |  | R | 1 | 18.6182 | WSP-A | Continuous | Installed | 1.9 | 1.4014 | 7.527% | 3.1326 | 2.9547 | 15.87% | 2.9547 | SEISMIC | 15.87% | 9.6938 |  | 1.4162 | 7.606% |  | 2.3514 | 12.63% | 2.3514 | SEISMIC | 12.63% | 7.7146
| Required |  | R | 2 | 18.6182 | WSP-A | Continuous | Installed | 1.9 | 1.4014 | 7.527% | 3.1326 | 2.9547 | 15.87% | 2.9547 | SEISMIC | 15.87% | 9.6938 |  | 1.4162 | 7.606% |  | 2.3514 | 12.63% | 2.3514 | SEISMIC | 12.63% | 7.7146
| Required |  | R | 3 | 18.6182 | WSP-A | Continuous | Installed | 1.9 | 1.4014 | 7.527% | 3.1326 | 2.9547 | 15.87% | 2.9547 | SEISMIC | 15.87% | 9.6938 |  | 1.4162 | 7.606% |  | 2.3514 | 12.63% | 2.3514 | SEISMIC | 12.63% | 7.7146
| Required |  | R | 4 | 18.6182 | WSP-A | Continuous | Installed | 1.9 | 1.4014 | 7.527% | 3.1326 | 2.9547 | 15.87% | 2.9547 | SEISMIC | 15.87% | 9.6938 |  | 1.4162 | 7.606% |  | 2.3514 | 12.63% | 2.3514 | SEISMIC | 12.63% | 7.7146
| Not Required |  | R | - | - | - | - | - | #N/A | #N/A | #N/A | #N/A | #N/A | #N/A | #N/A | #N/A | #N/A | #N/A |  | #N/A | #N/A |  | #N/A | #N/A | #N/A | #N/A | #N/A | #N/A
| Not Required |  | R | - | - | - | - | - | #N/A | #N/A | #N/A | #N/A | #N/A | #N/A | #N/A | #N/A | #N/A | #N/A |  | #N/A | #N/A |  | #N/A | #N/A | #N/A | #N/A | #N/A | #N/A
| Not Required |  | R | - | - | - | - | - | #N/A | #N/A | #N/A | #N/A | #N/A | #N/A | #N/A | #N/A | #N/A | #N/A |  | #N/A | #N/A |  | #N/A | #N/A | #N/A | #N/A | #N/A | #N/A
| Not Required |  | R | - | - | - | - | - | #N/A | #N/A | #N/A | #N/A | #N/A | #N/A | #N/A | #N/A | #N/A | #N/A |  | #N/A | #N/A |  | #N/A | #N/A | #N/A | #N/A | #N/A | #N/A
| Not Required |  | R | - | - | - | - | - | #N/A | #N/A | #N/A | #N/A | #N/A | #N/A | #N/A | #N/A | #N/A | #N/A |  | #N/A | #N/A |  | #N/A | #N/A | #N/A | #N/A | #N/A | #N/A
| Not Required |  | R | - | - | - | - | - | #N/A | #N/A | #N/A | #N/A | #N/A | #N/A | #N/A | #N/A | #N/A | #N/A |  | #N/A | #N/A |  | #N/A | #N/A | #N/A | #N/A | #N/A | #N/A
| Required |  | R | A | 7.2898 | WSP-A | Continuous | Installed | 1.9 | 1.6727 | 22.95% | 1.3304 | 1.4795 | 20.3% | 1.6727 | WIND | 22.95% | 5.4879 |  | 1.6903 | 23.19% |  | 1.1772 | 16.15% | 1.6903 | WIND | 23.19% | 5.5457
| Required |  | R | B | 7.2898 | WSP-A | Continuous | Installed | 1.9 | 1.6727 | 22.95% | 1.3304 | 1.4795 | 20.3% | 1.6727 | WIND | 22.95% | 5.4879 |  | 1.6903 | 23.19% |  | 1.1772 | 16.15% | 1.6903 | WIND | 23.19% | 5.5457
| Required |  | R | C | 7.2898 | WSP-A | Continuous | Installed | 1.9 | 1.6727 | 22.95% | 1.3304 | 1.4795 | 20.3% | 1.6727 | WIND | 22.95% | 5.4879 |  | 1.6903 | 23.19% |  | 1.1772 | 16.15% | 1.6903 | WIND | 23.19% | 5.5457
| Required |  | R | D | 7.2898 | WSP-A | Continuous | Installed | 1.9 | 1.6727 | 22.95% | 1.3304 | 1.4795 | 20.3% | 1.6727 | WIND | 22.95% | 5.4879 |  | 1.6903 | 23.19% |  | 1.1772 | 16.15% | 1.6903 | WIND | 23.19% | 5.5457
| Required |  | R | E | 7.2898 | WSP-A | Continuous | Installed | 1.9 | 1.6727 | 22.95% | 1.3304 | 1.4795 | 20.3% | 1.6727 | WIND | 22.95% | 5.4879 |  | 1.6903 | 23.19% |  | 1.1772 | 16.15% | 1.6903 | WIND | 23.19% | 5.5457
| Not Required |  | R | - | - | - | - | - | #N/A | #N/A | #N/A | #N/A | #N/A | #N/A | #N/A | #N/A | #N/A | #N/A |  | #N/A | #N/A |  | #N/A | #N/A | #N/A | #N/A | #N/A | #N/A
| Not Required |  | R | - | - | - | - | - | #N/A | #N/A | #N/A | #N/A | #N/A | #N/A | #N/A | #N/A | #N/A | #N/A |  | #N/A | #N/A |  | #N/A | #N/A | #N/A | #N/A | #N/A | #N/A
| Not Required |  | R | - | - | - | - | - | #N/A | #N/A | #N/A | #N/A | #N/A | #N/A | #N/A | #N/A | #N/A | #N/A |  | #N/A | #N/A |  | #N/A | #N/A | #N/A | #N/A | #N/A | #N/A
| Not Required |  | R | - | - | - | - | - | #N/A | #N/A | #N/A | #N/A | #N/A | #N/A | #N/A | #N/A | #N/A | #N/A |  | #N/A | #N/A |  | #N/A | #N/A | #N/A | #N/A | #N/A | #N/A
| Not Required |  | R | - | - | - | - | - | #N/A | #N/A | #N/A | #N/A | #N/A | #N/A | #N/A | #N/A | #N/A | #N/A |  | #N/A | #N/A |  | #N/A | #N/A | #N/A | #N/A | #N/A | #N/A
| Required |  | R+1F | 1 | 18.6182 | WSP-B | Continuous | Installed | 2.06 | 1.481 | 7.955% | 3.5995 | 3.3173 | 17.82% | 3.3173 | SEISMIC | 17.82% | 10.8837 |  | 1.5032 | 8.074% |  | 2.657 | 14.27% | 2.657 | SEISMIC | 14.27% | 8.7174
| Required |  | R+1F | 2 | 18.6182 | WSP-B | Continuous | Installed | 2.06 | 1.481 | 7.955% | 3.5995 | 3.3173 | 17.82% | 3.3173 | SEISMIC | 17.82% | 10.8837 |  | 1.5032 | 8.074% |  | 2.657 | 14.27% | 2.657 | SEISMIC | 14.27% | 8.7174
| Required |  | R+1F | 3 | 18.6182 | WSP-B | Continuous | Installed | 2.06 | 1.481 | 7.955% | 3.5995 | 3.3173 | 17.82% | 3.3173 | SEISMIC | 17.82% | 10.8837 |  | 1.5032 | 8.074% |  | 2.657 | 14.27% | 2.657 | SEISMIC | 14.27% | 8.7174
| Required |  | R+1F | 4 | 18.6182 | WSP-B | Continuous | Installed | 2.06 | 1.481 | 7.955% | 3.5995 | 3.3173 | 17.82% | 3.3173 | SEISMIC | 17.82% | 10.8837 |  | 1.5032 | 8.074% |  | 2.657 | 14.27% | 2.657 | SEISMIC | 14.27% | 8.7174
| Not Required |  | R+1F | - | - | - | - | - | #N/A | #N/A | #N/A | #N/A | #N/A | #N/A | #N/A | #N/A | #N/A | #N/A |  | #N/A | #N/A |  | #N/A | #N/A | #N/A | #N/A | #N/A | #N/A
| Not Required |  | R+1F | - | - | - | - | - | #N/A | #N/A | #N/A | #N/A | #N/A | #N/A | #N/A | #N/A | #N/A | #N/A |  | #N/A | #N/A |  | #N/A | #N/A | #N/A | #N/A | #N/A | #N/A
| Not Required |  | R+1F | - | - | - | - | - | #N/A | #N/A | #N/A | #N/A | #N/A | #N/A | #N/A | #N/A | #N/A | #N/A |  | #N/A | #N/A |  | #N/A | #N/A | #N/A | #N/A | #N/A | #N/A
| Not Required |  | R+1F | - | - | - | - | - | #N/A | #N/A | #N/A | #N/A | #N/A | #N/A | #N/A | #N/A | #N/A | #N/A |  | #N/A | #N/A |  | #N/A | #N/A | #N/A | #N/A | #N/A | #N/A
| Not Required |  | R+1F | - | - | - | - | - | #N/A | #N/A | #N/A | #N/A | #N/A | #N/A | #N/A | #N/A | #N/A | #N/A |  | #N/A | #N/A |  | #N/A | #N/A | #N/A | #N/A | #N/A | #N/A
| Not Required |  | R+1F | - | - | - | - | - | #N/A | #N/A | #N/A | #N/A | #N/A | #N/A | #N/A | #N/A | #N/A | #N/A |  | #N/A | #N/A |  | #N/A | #N/A | #N/A | #N/A | #N/A | #N/A
| Required |  | R+1F | A | 7.2898 | WSP-D | Continuous | Installed | 1.63 | 1.3987 | 19.19% | 1.2466 | 1.3545 | 18.58% | 1.3987 | WIND | 19.19% | 4.589 |  | 1.4218 | 19.5% |  | 1.0877 | 14.92% | 1.4218 | WIND | 19.5% | 4.6648
| Required |  | R+1F | B | 7.2898 | WSP-D | Continuous | Installed | 1.63 | 1.3987 | 19.19% | 1.2466 | 1.3545 | 18.58% | 1.3987 | WIND | 19.19% | 4.589 |  | 1.4218 | 19.5% |  | 1.0877 | 14.92% | 1.4218 | WIND | 19.5% | 4.6648
| Required |  | R+1F | C | 7.2898 | WSP-A | Continuous | Installed | 3.92 | 3.3638 | 46.14% | 2.9885 | 3.2473 | 44.55% | 3.3638 | WIND | 46.14% | 11.0362 |  | 3.3853 | 46.44% |  | 2.5899 | 35.53% | 3.3853 | WIND | 46.44% | 11.1066
| Required |  | R+1F | D | 7.2898 | WSP-D | Continuous | Installed | 1.63 | 1.3987 | 19.19% | 1.2466 | 1.3545 | 18.58% | 1.3987 | WIND | 19.19% | 4.589 |  | 1.4218 | 19.5% |  | 1.0877 | 14.92% | 1.4218 | WIND | 19.5% | 4.6648
| Required |  | R+1F | E | 7.2898 | WSP-D | Continuous | Installed | 1.63 | 1.3987 | 19.19% | 1.2466 | 1.3545 | 18.58% | 1.3987 | WIND | 19.19% | 4.589 |  | 1.4218 | 19.5% |  | 1.0877 | 14.92% | 1.4218 | WIND | 19.5% | 4.6648
| Not Required |  | R+1F | - | - | - | - | - | #N/A | #N/A | #N/A | #N/A | #N/A | #N/A | #N/A | #N/A | #N/A | #N/A |  | #N/A | #N/A |  | #N/A | #N/A | #N/A | #N/A | #N/A | #N/A
| Not Required |  | R+1F | - | - | - | - | - | #N/A | #N/A | #N/A | #N/A | #N/A | #N/A | #N/A | #N/A | #N/A | #N/A |  | #N/A | #N/A |  | #N/A | #N/A | #N/A | #N/A | #N/A | #N/A
| Not Required |  | R+1F | - | - | - | - | - | #N/A | #N/A | #N/A | #N/A | #N/A | #N/A | #N/A | #N/A | #N/A | #N/A |  | #N/A | #N/A |  | #N/A | #N/A | #N/A | #N/A | #N/A | #N/A
| Not Required |  | R+1F | - | - | - | - | - | #N/A | #N/A | #N/A | #N/A | #N/A | #N/A | #N/A | #N/A | #N/A | #N/A |  | #N/A | #N/A |  | #N/A | #N/A | #N/A | #N/A | #N/A | #N/A
| Not Required |  | R+1F | - | - | - | - | - | #N/A | #N/A | #N/A | #N/A | #N/A | #N/A | #N/A | #N/A | #N/A | #N/A |  | #N/A | #N/A |  | #N/A | #N/A | #N/A | #N/A | #N/A | #N/A
| Required |  | R+2F | 1 | 17.399 | WSP-D | Continuous | Installed | 2.48 | 1.7685 | 10.16% | 3.1138 | 2.8428 | 16.34% | 2.8428 | SEISMIC | 16.34% | 9.3267 |  | 1.7866 | 10.27% |  | 3.0322 | 17.43% | 3.0322 | SEISMIC | 17.43% | 9.9481
| Required |  | R+2F | 2 | 17.399 | WSP-D | Continuous | Installed | 2.48 | 1.7685 | 10.16% | 3.1138 | 2.8428 | 16.34% | 2.8428 | SEISMIC | 16.34% | 9.3267 |  | 1.7866 | 10.27% |  | 3.0322 | 17.43% | 3.0322 | SEISMIC | 17.43% | 9.9481
| Required |  | R+2F | 3 | 17.399 | WSP-D | Continuous | Installed | 2.48 | 1.7685 | 10.16% | 3.1138 | 2.8428 | 16.34% | 2.8428 | SEISMIC | 16.34% | 9.3267 |  | 1.7866 | 10.27% |  | 3.0322 | 17.43% | 3.0322 | SEISMIC | 17.43% | 9.9481
| Required |  | R+2F | 4 | 17.399 | WSP-D | Continuous | Installed | 2.48 | 1.7685 | 10.16% | 3.1138 | 2.8428 | 16.34% | 2.8428 | SEISMIC | 16.34% | 9.3267 |  | 1.7866 | 10.27% |  | 3.0322 | 17.43% | 3.0322 | SEISMIC | 17.43% | 9.9481
| Not Required |  | R+2F | - | - | - | - | - | #N/A | #N/A | #N/A | #N/A | #N/A | #N/A | #N/A | #N/A | #N/A | #N/A |  | #N/A | #N/A |  | #N/A | #N/A | #N/A | #N/A | #N/A | #N/A
| Not Required |  | R+2F | - | - | - | - | - | #N/A | #N/A | #N/A | #N/A | #N/A | #N/A | #N/A | #N/A | #N/A | #N/A |  | #N/A | #N/A |  | #N/A | #N/A | #N/A | #N/A | #N/A | #N/A
| Not Required |  | R+2F | - | - | - | - | - | #N/A | #N/A | #N/A | #N/A | #N/A | #N/A | #N/A | #N/A | #N/A | #N/A |  | #N/A | #N/A |  | #N/A | #N/A | #N/A | #N/A | #N/A | #N/A
| Not Required |  | R+2F | - | - | - | - | - | #N/A | #N/A | #N/A | #N/A | #N/A | #N/A | #N/A | #N/A | #N/A | #N/A |  | #N/A | #N/A |  | #N/A | #N/A | #N/A | #N/A | #N/A | #N/A
| Not Required |  | R+2F | - | - | - | - | - | #N/A | #N/A | #N/A | #N/A | #N/A | #N/A | #N/A | #N/A | #N/A | #N/A |  | #N/A | #N/A |  | #N/A | #N/A | #N/A | #N/A | #N/A | #N/A
| Not Required |  | R+2F | - | - | - | - | - | #N/A | #N/A | #N/A | #N/A | #N/A | #N/A | #N/A | #N/A | #N/A | #N/A |  | #N/A | #N/A |  | #N/A | #N/A | #N/A | #N/A | #N/A | #N/A
| Required |  | R+2F | A | 7.2898 | WSP-D | Continuous | Installed | 2.48 | 2.1109 | 28.96% | 1.9378 | 2.0859 | 28.61% | 2.1109 | WIND | 28.96% | 6.9255 |  | 2.1324 | 29.25% |  | 1.6811 | 23.06% | 2.1324 | WIND | 29.25% | 6.9962
| Required |  | R+2F | B | 7.2898 | WSP-E | Continuous | Installed | 2.23 | 1.8981 | 26.04% | 1.744 | 1.8773 | 25.75% | 1.8981 | WIND | 26.04% | 6.2274 |  | 1.9293 | 26.47% |  | 1.521 | 20.86% | 1.9293 | WIND | 26.47% | 6.3299
| Required |  | R+2F | C | 7.2898 | WSP-D | Continuous | Installed | 2.48 | 2.1109 | 28.96% | 1.9378 | 2.0859 | 28.61% | 2.1109 | WIND | 28.96% | 6.9255 |  | 2.1324 | 29.25% |  | 1.6811 | 23.06% | 2.1324 | WIND | 29.25% | 6.9962
| Required |  | R+2F | D | 7.2898 | WSP-E | Continuous | Installed | 2.23 | 1.8981 | 26.04% | 1.744 | 1.8773 | 25.75% | 1.8981 | WIND | 26.04% | 6.2274 |  | 1.9293 | 26.47% |  | 1.521 | 20.86% | 1.9293 | WIND | 26.47% | 6.3299
| Required |  | R+2F | E | 7.2898 | WSP-D | Continuous | Installed | 2.48 | 2.1109 | 28.96% | 1.9378 | 2.0859 | 28.61% | 2.1109 | WIND | 28.96% | 6.9255 |  | 2.1324 | 29.25% |  | 1.6811 | 23.06% | 2.1324 | WIND | 29.25% | 6.9962
| Not Required |  | R+2F | - | - | - | - | - | #N/A | #N/A | #N/A | #N/A | #N/A | #N/A | #N/A | #N/A | #N/A | #N/A |  | #N/A | #N/A |  | #N/A | #N/A | #N/A | #N/A | #N/A | #N/A
| Not Required |  | R+2F | - | - | - | - | - | #N/A | #N/A | #N/A | #N/A | #N/A | #N/A | #N/A | #N/A | #N/A | #N/A |  | #N/A | #N/A |  | #N/A | #N/A | #N/A | #N/A | #N/A | #N/A
| Not Required |  | R+2F | - | - | - | - | - | #N/A | #N/A | #N/A | #N/A | #N/A | #N/A | #N/A | #N/A | #N/A | #N/A |  | #N/A | #N/A |  | #N/A | #N/A | #N/A | #N/A | #N/A | #N/A
| Not Required |  | R+2F | - | - | - | - | - | #N/A | #N/A | #N/A | #N/A | #N/A | #N/A | #N/A | #N/A | #N/A | #N/A |  | #N/A | #N/A |  | #N/A | #N/A | #N/A | #N/A | #N/A | #N/A
| Not Required |  | R+2F | - | - | - | - | - | #N/A | #N/A | #N/A | #N/A | #N/A | #N/A | #N/A | #N/A | #N/A | #N/A |  | #N/A | #N/A |  | #N/A | #N/A | #N/A | #N/A | #N/A | #N/A
Not Required
| Not Required |  | For Basement/Crawlspace designed as Relaxed Braced Storeys
| Not Required |  | With concrete foundation walls, extending to the underside of the first wood-framed floor, around the exterior
| Not Required | [7 empty] | Calculation Method (Tables) | [9 empty] | Calculation Method (Alternative)
| Not Required |  | Braced Storey above: |  |  |  | N/A |  | WIND |  |  | SEISMIC |  |  | Most Restrictive |  |  |  | WIND |  |  | SEISMIC |  |  | Most Restrictive
| Not Required |  | Band ID |  | Building Dimension ¦¦ Band (m) | Reference Framing Type | Sheathing Continuity | Interior/Reverse Drywall | L(UW) (m) | L(W) (m) | % of Building Dimension | L(US) (m) | L(S) (m) | % of Building Dimension | Max Option (m) | Design Driver | % of Building Dimension | Max Option (ft) |  | Adjusted Length (m) | % of Building Dimension |  | Adjusted Length (m) | % of Building Dimension | Max Option (m) | Design Driver | % of Building Dimension | Max Option (ft)
| Not Required |  | B/CS | - | - | - | - | - | #N/A | #N/A | #N/A | #N/A | #N/A | #N/A | #N/A | #N/A | #N/A | #N/A |  | #N/A | #N/A |  | #N/A | #N/A | #N/A | #N/A | #N/A | #N/A
| Not Required |  | B/CS | - | - | - | - | - | #N/A | #N/A | #N/A | #N/A | #N/A | #N/A | #N/A | #N/A | #N/A | #N/A |  | #N/A | #N/A |  | #N/A | #N/A | #N/A | #N/A | #N/A | #N/A
| Not Required |  | B/CS | - | - | - | - | - | #N/A | #N/A | #N/A | #N/A | #N/A | #N/A | #N/A | #N/A | #N/A | #N/A |  | #N/A | #N/A |  | #N/A | #N/A | #N/A | #N/A | #N/A | #N/A
| Not Required |  | B/CS | - | - | - | - | - | #N/A | #N/A | #N/A | #N/A | #N/A | #N/A | #N/A | #N/A | #N/A | #N/A |  | #N/A | #N/A |  | #N/A | #N/A | #N/A | #N/A | #N/A | #N/A
| Not Required |  | B/CS | - | - | - | - | - | #N/A | #N/A | #N/A | #N/A | #N/A | #N/A | #N/A | #N/A | #N/A | #N/A |  | #N/A | #N/A |  | #N/A | #N/A | #N/A | #N/A | #N/A | #N/A
| Not Required |  | B/CS | - | - | - | - | - | #N/A | #N/A | #N/A | #N/A | #N/A | #N/A | #N/A | #N/A | #N/A | #N/A |  | #N/A | #N/A |  | #N/A | #N/A | #N/A | #N/A | #N/A | #N/A
| Not Required |  | B/CS | - | - | - | - | - | #N/A | #N/A | #N/A | #N/A | #N/A | #N/A | #N/A | #N/A | #N/A | #N/A |  | #N/A | #N/A |  | #N/A | #N/A | #N/A | #N/A | #N/A | #N/A
| Not Required |  | B/CS | - | - | - | - | - | #N/A | #N/A | #N/A | #N/A | #N/A | #N/A | #N/A | #N/A | #N/A | #N/A |  | #N/A | #N/A |  | #N/A | #N/A | #N/A | #N/A | #N/A | #N/A
| Not Required |  | B/CS | - | - | - | - | - | #N/A | #N/A | #N/A | #N/A | #N/A | #N/A | #N/A | #N/A | #N/A | #N/A |  | #N/A | #N/A |  | #N/A | #N/A | #N/A | #N/A | #N/A | #N/A
| Not Required |  | B/CS | - | - | - | - | - | #N/A | #N/A | #N/A | #N/A | #N/A | #N/A | #N/A | #N/A | #N/A | #N/A |  | #N/A | #N/A |  | #N/A | #N/A | #N/A | #N/A | #N/A | #N/A
| Not Required |  | B/CS | - | - | - | - | - | #N/A | #N/A | #N/A | #N/A | #N/A | #N/A | #N/A | #N/A | #N/A | #N/A |  | #N/A | #N/A |  | #N/A | #N/A | #N/A | #N/A | #N/A | #N/A
| Not Required |  | B/CS | - | - | - | - | - | #N/A | #N/A | #N/A | #N/A | #N/A | #N/A | #N/A | #N/A | #N/A | #N/A |  | #N/A | #N/A |  | #N/A | #N/A | #N/A | #N/A | #N/A | #N/A
| Not Required |  | B/CS | - | - | - | - | - | #N/A | #N/A | #N/A | #N/A | #N/A | #N/A | #N/A | #N/A | #N/A | #N/A |  | #N/A | #N/A |  | #N/A | #N/A | #N/A | #N/A | #N/A | #N/A
| Not Required |  | B/CS | - | - | - | - | - | #N/A | #N/A | #N/A | #N/A | #N/A | #N/A | #N/A | #N/A | #N/A | #N/A |  | #N/A | #N/A |  | #N/A | #N/A | #N/A | #N/A | #N/A | #N/A
| Not Required |  | B/CS | - | - | - | - | - | #N/A | #N/A | #N/A | #N/A | #N/A | #N/A | #N/A | #N/A | #N/A | #N/A |  | #N/A | #N/A |  | #N/A | #N/A | #N/A | #N/A | #N/A | #N/A
| Not Required |  | B/CS | - | - | - | - | - | #N/A | #N/A | #N/A | #N/A | #N/A | #N/A | #N/A | #N/A | #N/A | #N/A |  | #N/A | #N/A |  | #N/A | #N/A | #N/A | #N/A | #N/A | #N/A
| Not Required |  | B/CS | - | - | - | - | - | #N/A | #N/A | #N/A | #N/A | #N/A | #N/A | #N/A | #N/A | #N/A | #N/A |  | #N/A | #N/A |  | #N/A | #N/A | #N/A | #N/A | #N/A | #N/A
| Not Required |  | B/CS | - | - | - | - | - | #N/A | #N/A | #N/A | #N/A | #N/A | #N/A | #N/A | #N/A | #N/A | #N/A |  | #N/A | #N/A |  | #N/A | #N/A | #N/A | #N/A | #N/A | #N/A
| Not Required |  | B/CS | - | - | - | - | - | #N/A | #N/A | #N/A | #N/A | #N/A | #N/A | #N/A | #N/A | #N/A | #N/A |  | #N/A | #N/A |  | #N/A | #N/A | #N/A | #N/A | #N/A | #N/A
| Not Required |  | B/CS | - | - | - | - | - | #N/A | #N/A | #N/A | #N/A | #N/A | #N/A | #N/A | #N/A | #N/A | #N/A |  | #N/A | #N/A |  | #N/A | #N/A | #N/A | #N/A | #N/A | #N/A
Not Required
| Not Required |  | For Basement/Crawlspace designed as a Relaxed Braced Storey
| Not Required |  | With cripple walls, or cripple walls and stepped concrete foundation walls, extending to the underside of the first wood-framed floor, around the exterior and interior
| Not Required |  | Cripple Wall Adjustment Factor: |  |  |  | 1.2 |  | Calculation Method (Tables) | [9 empty] | Calculation Method (Alternative)
| Not Required |  | Braced Storey above: |  |  |  | N/A |  | WIND |  |  | SEISMIC |  |  | Most Restrictive |  |  |  | WIND |  |  | SEISMIC |  |  | Most Restrictive
| Not Required |  | Band ID |  | Building Dimension ¦¦ Band (m) | Reference Framing Type | Sheathing Continuity | Interior/Reverse Drywall | L(UW) (m) | L(W) (m) | % of Building Dimension | L(US) (m) | L(S) (m) | % of Building Dimension | Max Option (m) | Design Driver | % of Building Dimension | Max Option (ft) |  | Alt. Calculated length (m) | % of Building Dimension |  | Alt. Calculated length (m) | % of Building Dimension | Max Option (m) | Design Driver | % of Building Dimension | Max Option (ft)
| Not Required |  | B/CS | - | - | - | - | - | #N/A | #N/A | #N/A | #N/A | #N/A | #N/A | #N/A | #N/A | #N/A | #N/A |  | #N/A | #N/A |  | #N/A | #N/A | #N/A | #N/A | #N/A | #N/A
| Not Required |  | B/CS | - | - | - | - | - | #N/A | #N/A | #N/A | #N/A | #N/A | #N/A | #N/A | #N/A | #N/A | #N/A |  | #N/A | #N/A |  | #N/A | #N/A | #N/A | #N/A | #N/A | #N/A
| Not Required |  | B/CS | - | - | - | - | - | #N/A | #N/A | #N/A | #N/A | #N/A | #N/A | #N/A | #N/A | #N/A | #N/A |  | #N/A | #N/A |  | #N/A | #N/A | #N/A | #N/A | #N/A | #N/A
| Not Required |  | B/CS | - | - | - | - | - | #N/A | #N/A | #N/A | #N/A | #N/A | #N/A | #N/A | #N/A | #N/A | #N/A |  | #N/A | #N/A |  | #N/A | #N/A | #N/A | #N/A | #N/A | #N/A
| Not Required |  | B/CS | - | - | - | - | - | #N/A | #N/A | #N/A | #N/A | #N/A | #N/A | #N/A | #N/A | #N/A | #N/A |  | #N/A | #N/A |  | #N/A | #N/A | #N/A | #N/A | #N/A | #N/A
| Not Required |  | B/CS | - | - | - | - | - | #N/A | #N/A | #N/A | #N/A | #N/A | #N/A | #N/A | #N/A | #N/A | #N/A |  | #N/A | #N/A |  | #N/A | #N/A | #N/A | #N/A | #N/A | #N/A
| Not Required |  | B/CS | - | - | - | - | - | #N/A | #N/A | #N/A | #N/A | #N/A | #N/A | #N/A | #N/A | #N/A | #N/A |  | #N/A | #N/A |  | #N/A | #N/A | #N/A | #N/A | #N/A | #N/A
| Not Required |  | B/CS | - | - | - | - | - | #N/A | #N/A | #N/A | #N/A | #N/A | #N/A | #N/A | #N/A | #N/A | #N/A |  | #N/A | #N/A |  | #N/A | #N/A | #N/A | #N/A | #N/A | #N/A
| Not Required |  | B/CS | - | - | - | - | - | #N/A | #N/A | #N/A | #N/A | #N/A | #N/A | #N/A | #N/A | #N/A | #N/A |  | #N/A | #N/A |  | #N/A | #N/A | #N/A | #N/A | #N/A | #N/A
| Not Required |  | B/CS | - | - | - | - | - | #N/A | #N/A | #N/A | #N/A | #N/A | #N/A | #N/A | #N/A | #N/A | #N/A |  | #N/A | #N/A |  | #N/A | #N/A | #N/A | #N/A | #N/A | #N/A
| Not Required |  | B/CS | - | - | - | - | - | #N/A | #N/A | #N/A | #N/A | #N/A | #N/A | #N/A | #N/A | #N/A | #N/A |  | #N/A | #N/A |  | #N/A | #N/A | #N/A | #N/A | #N/A | #N/A
| Not Required |  | B/CS | - | - | - | - | - | #N/A | #N/A | #N/A | #N/A | #N/A | #N/A | #N/A | #N/A | #N/A | #N/A |  | #N/A | #N/A |  | #N/A | #N/A | #N/A | #N/A | #N/A | #N/A
| Not Required |  | B/CS | - | - | - | - | - | #N/A | #N/A | #N/A | #N/A | #N/A | #N/A | #N/A | #N/A | #N/A | #N/A |  | #N/A | #N/A |  | #N/A | #N/A | #N/A | #N/A | #N/A | #N/A
| Not Required |  | B/CS | - | - | - | - | - | #N/A | #N/A | #N/A | #N/A | #N/A | #N/A | #N/A | #N/A | #N/A | #N/A |  | #N/A | #N/A |  | #N/A | #N/A | #N/A | #N/A | #N/A | #N/A
| Not Required |  | B/CS | - | - | - | - | - | #N/A | #N/A | #N/A | #N/A | #N/A | #N/A | #N/A | #N/A | #N/A | #N/A |  | #N/A | #N/A |  | #N/A | #N/A | #N/A | #N/A | #N/A | #N/A
| Not Required |  | B/CS | - | - | - | - | - | #N/A | #N/A | #N/A | #N/A | #N/A | #N/A | #N/A | #N/A | #N/A | #N/A |  | #N/A | #N/A |  | #N/A | #N/A | #N/A | #N/A | #N/A | #N/A
| Not Required |  | B/CS | - | - | - | - | - | #N/A | #N/A | #N/A | #N/A | #N/A | #N/A | #N/A | #N/A | #N/A | #N/A |  | #N/A | #N/A |  | #N/A | #N/A | #N/A | #N/A | #N/A | #N/A
| Not Required |  | B/CS | - | - | - | - | - | #N/A | #N/A | #N/A | #N/A | #N/A | #N/A | #N/A | #N/A | #N/A | #N/A |  | #N/A | #N/A |  | #N/A | #N/A | #N/A | #N/A | #N/A | #N/A
| Not Required |  | B/CS | - | - | - | - | - | #N/A | #N/A | #N/A | #N/A | #N/A | #N/A | #N/A | #N/A | #N/A | #N/A |  | #N/A | #N/A |  | #N/A | #N/A | #N/A | #N/A | #N/A | #N/A
| Not Required |  | B/CS | - | - | - | - | - | #N/A | #N/A | #N/A | #N/A | #N/A | #N/A | #N/A | #N/A | #N/A | #N/A |  | #N/A | #N/A |  | #N/A | #N/A | #N/A | #N/A | #N/A | #N/A
¦ Permit/File Number: Building Permit 123567 ¦ Calculations completed by: Tim - info@part9bracing.ca ¦
<End of Sheet (R-5) Comparison>

## (R-6) Dbl Top Plates Nailing
O
|  |  | Part 9 Bracing Calculator (No Scripts) | [18 empty] | beta_1.043
For Design, Compliance and Construction
ReadMe | Filter |  | Sheet (R-6) Report - Double Top Plate Nailing
Required
| Required |  | Construction Type | Normal Weight Construction |  |  | Notes
| Required |  | Smax range | 0.8 < Smax ≤ 1.2 |  |  | Nails shall be spaced not less than 75 mm o.c. along the top plate in rows spaced not less than 35 mm apart.
| Required |  | HWP Range | 0.4 < HWP ≤ 0.5 |  |  | Number of nails in top plates of walls perpendicular to Uppermost Storey Setback wall are to be doubled.
| Required |  | Nails prior to adjustments (Seismic) | 12
| Required |  | Nails prior to adjustments (Wind) | 11
| Required |  | Braced Storey above B/CS | N/A
Required
| Required |  | Plan Check Note: Review against BCBC2024 9.23.11.4.
Required
| Required | [9 empty] | Code Specification | [5 empty] | Builder Preferences Specifications
| Required | [5 empty] | WIND |  |  | SEISMIC | Max. | Nail Length |  | Nail Diameter |  | Minimum Lap | Nail Length |  | Nail Diameter |  | Nails Each Side | Minimum Lap
| Required |  | Walls on floor supporting: | Band Reference | Band Spacing | Spacing Adjustment | K(W) exp | K(W) roof | Nails Each Side | Nails Each Side | Nails Each Side | (mm) | (in) | (mm) | (in) |  | (mm) | (in) | (mm) | (in)
| Required |  | Roof Only | 1, 2, 3... etc | 2.2945 | 0.5 | 1 | 1.048 | 6 | 6 | 6 | 76 | 3 | 3.66 | 0.14409 | 1 stud space | 76 | 3 | 3.048 | 0.12 | 9 | 1 stud space
| Required |  |  | A, B, C... etc | 4.4005 | 0.5 | 1 | 1.048 | 6 | 6 | 6 | 76 | 3 | 3.66 | 0.14409 | 1 stud space | 76 | 3 | 3.048 | 0.12 | 9 | 1 stud space
| Required |  | Roof plus 1 Floor | 1, 2, 3... etc | 2.2945 | 0.5 | 1 | 1 | 6 | 6 | 6 | 76 | 3 | 3.66 | 0.14409 | 1 stud space | 76 | 3 | 3.048 | 0.12 | 9 | 1 stud space
| Required |  |  | A, B, C... etc | 4.4005 | 0.5 | 1 | 1 | 6 | 6 | 6 | 76 | 3 | 3.66 | 0.14409 | 1 stud space | 76 | 3 | 3.048 | 0.12 | 9 | 1 stud space
| Required |  | Roof plus 2 Floors | 1, 2, 3... etc | 2.2945 | 0.5 | 1 | 1 | 6 | 6 | 6 | 76 | 3 | 3.66 | 0.14409 | 1 stud space | 76 | 3 | 3.048 | 0.12 | 9 | 1 stud space
| Required |  |  | A, B, C... etc | 4.4005 | 0.5 | 1 | 1 | 6 | 6 | 6 | 76 | 3 | 3.66 | 0.14409 | 1 stud space | 76 | 3 | 3.048 | 0.12 | 9 | 1 stud space
| Not Required |  | B/CS (1) | A, B, C... etc | 0 | 0.5 | #N/A | 1 | NA | NA | 0 | NA | NA | NA | NA | #N/A | NA | NA | 3.048 | 0.12 | #VALUE! | #VALUE!
| Not Required |  |  | 1, 2, 3... etc | 0 | 0.5 | #N/A | 1 | NA | NA | 0 | NA | NA | NA | NA | #N/A | NA | NA | 3.048 | 0.12 | #VALUE! | #VALUE!
| Not Required |  | B/CS (2) | A, B, C... etc | 0 | 0.5 | #N/A | 1 | NA | NA | 0 | NA | NA | NA | NA | #N/A | NA | NA | 3.048 | 0.12 | #VALUE! | #VALUE!
| Not Required |  |  | 1, 2, 3... etc | 0 | 0.5 | #N/A | 1 | NA | NA | 0 | NA | NA | NA | NA | #N/A | NA | NA | 3.048 | 0.12 | #VALUE! | #VALUE!
¦ Permit/File Number: Building Permit 123567 ¦ Calculations completed by: Tim - info@part9bracing.ca ¦
<End of Sheet (R-6) Double Top Plate Nailing>

## (R-7) Optimization Report (hidden)
Optimization Reporting Data
Number of Bands Factors
Number of Bands | (W) | (S)
2 | 1 | 1
3 | 1.28 | 1.33
4 | 1.38 | 1.5
5 | 1.43 | 1.6
6 | 1.43 | 1.6
7 | 1.43 | 1.6
8 | 1.43 | 1.6
9 | 1.43 | 1.6
10 | 1.43 | 1.6
Average Band Spacing Factors
Spacing (m) | (W) | (S)
0.01 | 0.51 | 0.6
3.8 | 0.51 | 0.6
7.6 | 1 | 1
10.6 | 1.35 | 1.35
15 | 1.86 | 1.9
|  |  | Interpolated Tables |  |  | Optimization Data |  |  |  | Optimization Results |  |  |  |  | Optimization Statements
|  | Hypothetical # Bands | Average Band Spacing Based on User Input |  |  | Bracing Per Band |  | Bracing Per Orthogonal Direction |  |  | Bracing Per Band |  | Bracing Per Orthogonal Direction |  | Bracing Per Band |  | Bracing Per Orthogonal Direction
For Braced Storey with walls supporting Roof only |  |  |  | (W) | (S) | (W) | (S) | (W) | (S) |  | (W) | (S) | (W) | (S) | (W) | (S) | (W) | (S)
For Bands labelled 1, 2, 3, etc... |  | 2 | 6.8834 | 0.9076 | 0.92457 | 0.9076 | 0.92457 | 1.8152 | 1.8491 | Optimum Factor | 0.6528 | 0.798 | 1.8152 | 1.8491
User # Bands | 4 | 3 | 3.4417 | 0.51 | 0.6 | 0.6528 | 0.798 | 1.9584 | 2.394 | Optimum # Bands | 3 | 3 | 2 | 2
Max Distance (m) | 6.8834 | 4 | 2.2945 | 0.51 | 0.6 | 0.7038 | 0.9 | 2.8152 | 3.6 | User # Bands | 4 | 4 | 4 | 4
|  | 5 | 1.7208 | 0.51 | 0.6 | 0.7293 | 0.96 | 3.6465 | 4.8 | User Factor | 0.7038 | 0.9 | 2.8152 | 3.6 | Optimized? | Optimized? | Optimized? | Optimized?
|  | 6 | 1.3767 | 0.51 | 0.6 | 0.7293 | 0.96 | 4.3758 | 5.76 | Difference | 0.051 | 0.102 | 1 | 1.7509 | No | No | No | No
|  | 7 | 1.1472 | 0.51 | 0.6 | 0.7293 | 0.96 | 5.1051 | 6.72 | % | 7.246% | 11.33% | 35.52% | 48.64% | Based on current Inputs, your Band Layout could be refined to reduce the Required Bracing Length for each individual Band in this Orthogonal Direction on this Braced Storey by as much as 7%. To learn more, review your [R-7] Optimization Report. | Based on current Inputs, your Band Layout could be refined to reduce the Required Bracing Length for each individual Band in this Orthogonal Direction on this Braced Storey by as much as 11%. To learn more, review your [R-7] Optimization Report. | Based on current Inputs, your Band Layout is optimized for the Required Bracing Length for each individual Band in this Orthogonal Direction on this Braced Storey. To learn more, review your [R-7] Optimization Report. | Based on current Inputs, your Band Layout could be refined to reduce the Required Bracing Length for each individual Band in this Orthogonal Direction on this Braced Storey by as much as 36%. To learn more, review your [R-7] Optimization Report.
|  | 8 | 0.98334 | 0.51 | 0.6 | 0.7293 | 0.96 | 5.8344 | 7.68
|  | 9 | 0.86042 | 0.51 | 0.6 | 0.7293 | 0.96 | 6.5637 | 8.64
|  | 10 | 0.76482 | 0.51 | 0.6 | 0.7293 | 0.96 | 7.293 | 9.6
[15 empty] | WIND: 🔄+7% | SEISMIC: 🔄+11% | WIND: 🔄+36% | SEISMIC: 🔄+49%
For Bands labelled A, B, C, etc... |  | 2 | N/A | 1.86 | 1.9 | N/A | N/A | N/A | N/A | Optimum Factor | 0.7293 | 0.96 | 4.2002 | 4.5491
User # Bands | 5 | 3 | 8.8011 | 1.1401 | 1.1401 | 1.4594 | 1.5164 | 4.3781 | 4.5491 | Optimum # Bands | 6 | 6 | 5 | 3
Max Distance (m) | 17.6022 | 4 | 5.8674 | 0.77659 | 0.81762 | 1.0717 | 1.2264 | 4.2868 | 4.9057 | User # Bands | 5 | 5 | 5 | 5
|  | 5 | 4.4005 | 0.58744 | 0.66322 | 0.84004 | 1.0611 | 4.2002 | 5.3057 | User Factor | 0.84004 | 1.0611 | 4.2002 | 5.3057 | Optimized? | Optimized? | Optimized? | Optimized?
|  | 6 | 3.5204 | 0.51 | 0.6 | 0.7293 | 0.96 | 4.3758 | 5.76 | Difference | 0.11074 | 0.10115 | 0 | 0.75661 | No | No | Yes | No
|  | 7 | 2.9337 | 0.51 | 0.6 | 0.7293 | 0.96 | 5.1051 | 6.72 | % | 13.18% | 9.532% | 0% | 14.26% | Based on current Inputs, your Band Layout could be refined to reduce the Required Bracing Length for each individual Band in this Orthogonal Direction on this Braced Storey by as much as 13%. To learn more, review your [R-7] Optimization Report. | Based on current Inputs, your Band Layout could be refined to reduce the Required Bracing Length for each individual Band in this Orthogonal Direction on this Braced Storey by as much as 10%. To learn more, review your [R-7] Optimization Report. | Based on current Inputs, your Band Layout is optimized for the Required Bracing Length for each individual Band in this Orthogonal Direction on this Braced Storey. To learn more, review your [R-7] Optimization Report. | Based on current Inputs, your Band Layout is optimized for the Required Bracing Length for each individual Band in this Orthogonal Direction on this Braced Storey. To learn more, review your [R-7] Optimization Report.
|  | 8 | 2.5146 | 0.51 | 0.6 | 0.7293 | 0.96 | 5.8344 | 7.68
|  | 9 | 2.2003 | 0.51 | 0.6 | 0.7293 | 0.96 | 6.5637 | 8.64
|  | 10 | 1.9558 | 0.51 | 0.6 | 0.7293 | 0.96 | 7.293 | 9.6
[15 empty] | WIND: 🔄+13% | SEISMIC: 🔄+10% | SEISMIC: ✅ | SEISMIC: 🔄+14%
For Braced Storey with walls supporting Roof plus 1 Floor
For Bands labelled 1, 2, 3, etc... |  | 2 | 6.8834 | 0.9076 | 0.92457 | 0.9076 | 0.92457 | 1.8152 | 1.8491 | Optimum Factor | 0.6528 | 0.798 | 1.8152 | 1.8491
User # Bands | 4 | 3 | 3.4417 | 0.51 | 0.6 | 0.6528 | 0.798 | 1.9584 | 2.394 | Optimum # Bands | 3 | 3 | 2 | 2
Max Distance (m) | 6.8834 | 4 | 2.2945 | 0.51 | 0.6 | 0.7038 | 0.9 | 2.8152 | 3.6 | User # Bands | 4 | 4 | 4 | 4
|  | 5 | 1.7208 | 0.51 | 0.6 | 0.7293 | 0.96 | 3.6465 | 4.8 | User Factor | 0.7038 | 0.9 | 2.8152 | 3.6 | Optimized? | Optimized? | Optimized? | Optimized?
|  | 6 | 1.3767 | 0.51 | 0.6 | 0.7293 | 0.96 | 4.3758 | 5.76 | Difference | 0.051 | 0.102 | 1 | 1.7509 | No | No | No | No
|  | 7 | 1.1472 | 0.51 | 0.6 | 0.7293 | 0.96 | 5.1051 | 6.72 | % | 7.246% | 11.33% | 35.52% | 48.64% | Based on current Inputs, your Band Layout could be refined to reduce the Required Bracing Length for each individual Band in this Orthogonal Direction on this Braced Storey by as much as 7%. To learn more, review your [R-7] Optimization Report. | Based on current Inputs, your Band Layout could be refined to reduce the Required Bracing Length for each individual Band in this Orthogonal Direction on this Braced Storey by as much as 11%. To learn more, review your [R-7] Optimization Report. | Based on current Inputs, your Band Layout is optimized for the Required Bracing Length for each individual Band in this Orthogonal Direction on this Braced Storey. To learn more, review your [R-7] Optimization Report. | Based on current Inputs, your Band Layout could be refined to reduce the Required Bracing Length for each individual Band in this Orthogonal Direction on this Braced Storey by as much as 36%. To learn more, review your [R-7] Optimization Report.
|  | 8 | 0.98334 | 0.51 | 0.6 | 0.7293 | 0.96 | 5.8344 | 7.68
|  | 9 | 0.86042 | 0.51 | 0.6 | 0.7293 | 0.96 | 6.5637 | 8.64
|  | 10 | 0.76482 | 0.51 | 0.6 | 0.7293 | 0.96 | 7.293 | 9.6
[15 empty] | WIND: 🔄+7% | SEISMIC: 🔄+11% | WIND: 🔄+36% | SEISMIC: 🔄+49%
For Bands labelled A, B, C, etc... |  | 2 | N/A | 1.86 | 1.9 | N/A | N/A | N/A | N/A | Optimum Factor | 0.7293 | 0.96 | 4.2002 | 4.5491
User # Bands | 5 | 3 | 8.8011 | 1.1401 | 1.1401 | 1.4594 | 1.5164 | 4.3781 | 4.5491 | Optimum # Bands | 6 | 6 | 5 | 3
Max Distance (m) | 17.6022 | 4 | 5.8674 | 0.77659 | 0.81762 | 1.0717 | 1.2264 | 4.2868 | 4.9057 | User # Bands | 5 | 5 | 5 | 5
|  | 5 | 4.4005 | 0.58744 | 0.66322 | 0.84004 | 1.0611 | 4.2002 | 5.3057 | User Factor | 0.84004 | 1.0611 | 4.2002 | 5.3057 | Optimized? | Optimized? | Optimized? | Optimized?
|  | 6 | 3.5204 | 0.51 | 0.6 | 0.7293 | 0.96 | 4.3758 | 5.76 | Difference | 0.11074 | 0.10115 | 0 | 0.75661 | No | No | Yes | No
|  | 7 | 2.9337 | 0.51 | 0.6 | 0.7293 | 0.96 | 5.1051 | 6.72 | % | 13.18% | 9.532% | 0% | 14.26% | Based on current Inputs, your Band Layout could be refined to reduce the Required Bracing Length for each individual Band in this Orthogonal Direction on this Braced Storey by as much as 13%. To learn more, review your [R-7] Optimization Report. | Based on current Inputs, your Band Layout could be refined to reduce the Required Bracing Length for each individual Band in this Orthogonal Direction on this Braced Storey by as much as 10%. To learn more, review your [R-7] Optimization Report. | Based on current Inputs, your Band Layout is optimized for the Required Bracing Length for each individual Band in this Orthogonal Direction on this Braced Storey. To learn more, review your [R-7] Optimization Report. | Based on current Inputs, your Band Layout is optimized for the Required Bracing Length for each individual Band in this Orthogonal Direction on this Braced Storey. To learn more, review your [R-7] Optimization Report.
|  | 8 | 2.5146 | 0.51 | 0.6 | 0.7293 | 0.96 | 5.8344 | 7.68
|  | 9 | 2.2003 | 0.51 | 0.6 | 0.7293 | 0.96 | 6.5637 | 8.64
|  | 10 | 1.9558 | 0.51 | 0.6 | 0.7293 | 0.96 | 7.293 | 9.6
[15 empty] | WIND: 🔄+13% | SEISMIC: 🔄+10% | WIND: ✅ | SEISMIC: 🔄+14%
For Braced Storey with walls supporting Roof plus 2 Floors
For Bands labelled 1, 2, 3, etc... |  | 2 | 6.8834 | 0.9076 | 0.92457 | 0.9076 | 0.92457 | 1.8152 | 1.8491 | Optimum Factor | 0.6528 | 0.798 | 1.8152 | 1.8491
User # Bands | 4 | 3 | 3.4417 | 0.51 | 0.6 | 0.6528 | 0.798 | 1.9584 | 2.394 | Optimum # Bands | 3 | 3 | 2 | 2
Max Distance (m) | 6.8834 | 4 | 2.2945 | 0.51 | 0.6 | 0.7038 | 0.9 | 2.8152 | 3.6 | User # Bands | 4 | 4 | 4 | 4
|  | 5 | 1.7208 | 0.51 | 0.6 | 0.7293 | 0.96 | 3.6465 | 4.8 | User Factor | 0.7038 | 0.9 | 2.8152 | 3.6 | Optimized? | Optimized? | Optimized? | Optimized?
|  | 6 | 1.3767 | 0.51 | 0.6 | 0.7293 | 0.96 | 4.3758 | 5.76 | Difference | 0.051 | 0.102 | 1 | 1.7509 | No | No | No | No
|  | 7 | 1.1472 | 0.51 | 0.6 | 0.7293 | 0.96 | 5.1051 | 6.72 | % | 7.246% | 11.33% | 35.52% | 48.64% | Based on current Inputs, your Band Layout could be refined to reduce the Required Bracing Length for each individual Band in this Orthogonal Direction on this Braced Storey by as much as 7%. To learn more, review your [R-7] Optimization Report. | Based on current Inputs, your Band Layout could be refined to reduce the Required Bracing Length for each individual Band in this Orthogonal Direction on this Braced Storey by as much as 11%. To learn more, review your [R-7] Optimization Report. | Based on current Inputs, your Band Layout is optimized for the Required Bracing Length for each individual Band in this Orthogonal Direction on this Braced Storey. To learn more, review your [R-7] Optimization Report. | Based on current Inputs, your Band Layout could be refined to reduce the Required Bracing Length for each individual Band in this Orthogonal Direction on this Braced Storey by as much as 36%. To learn more, review your [R-7] Optimization Report.
|  | 8 | 0.98334 | 0.51 | 0.6 | 0.7293 | 0.96 | 5.8344 | 7.68
|  | 9 | 0.86042 | 0.51 | 0.6 | 0.7293 | 0.96 | 6.5637 | 8.64
|  | 10 | 0.76482 | 0.51 | 0.6 | 0.7293 | 0.96 | 7.293 | 9.6
[15 empty] | WIND: 🔄+7% | SEISMIC: 🔄+11% | WIND: 🔄+36% | SEISMIC: 🔄+49%
For Bands labelled A, B, C, etc... |  | 2 | N/A | 1.86 | 1.9 | N/A | N/A | N/A | N/A | Optimum Factor | 0.7293 | 0.96 | 4.2002 | 4.5491
User # Bands | 5 | 3 | 8.8011 | 1.1401 | 1.1401 | 1.4594 | 1.5164 | 4.3781 | 4.5491 | Optimum # Bands | 6 | 6 | 5 | 3
Max Distance (m) | 17.6022 | 4 | 5.8674 | 0.77659 | 0.81762 | 1.0717 | 1.2264 | 4.2868 | 4.9057 | User # Bands | 5 | 5 | 5 | 5
|  | 5 | 4.4005 | 0.58744 | 0.66322 | 0.84004 | 1.0611 | 4.2002 | 5.3057 | User Factor | 0.84004 | 1.0611 | 4.2002 | 5.3057 | Optimized? | Optimized? | Optimized? | Optimized?
|  | 6 | 3.5204 | 0.51 | 0.6 | 0.7293 | 0.96 | 4.3758 | 5.76 | Difference | 0.11074 | 0.10115 | 0 | 0.75661 | No | No | Yes | No
|  | 7 | 2.9337 | 0.51 | 0.6 | 0.7293 | 0.96 | 5.1051 | 6.72 | % | 13.18% | 9.532% | 0% | 14.26% | Based on current Inputs, your Band Layout could be refined to reduce the Required Bracing Length for each individual Band in this Orthogonal Direction on this Braced Storey by as much as 13%. To learn more, review your [R-7] Optimization Report. | Based on current Inputs, your Band Layout could be refined to reduce the Required Bracing Length for each individual Band in this Orthogonal Direction on this Braced Storey by as much as 10%. To learn more, review your [R-7] Optimization Report. | Based on current Inputs, your Band Layout is optimized for the Required Bracing Length for each individual Band in this Orthogonal Direction on this Braced Storey. To learn more, review your [R-7] Optimization Report. | Based on current Inputs, your Band Layout is optimized for the Required Bracing Length for each individual Band in this Orthogonal Direction on this Braced Storey. To learn more, review your [R-7] Optimization Report.
|  | 8 | 2.5146 | 0.51 | 0.6 | 0.7293 | 0.96 | 5.8344 | 7.68
|  | 9 | 2.2003 | 0.51 | 0.6 | 0.7293 | 0.96 | 6.5637 | 8.64
|  | 10 | 1.9558 | 0.51 | 0.6 | 0.7293 | 0.96 | 7.293 | 9.6
[15 empty] | WIND: 🔄+13% | SEISMIC: 🔄+10% | WIND: ✅ | SEISMIC: 🔄+14%
For Relaxed Braced Storey with concrete foundation walls, extending to the underside of the first wood-framed floor, around the exterior
For Bands labelled 1, 2, 3, etc... |  | 2 | 0 | 0.51 | 0.6 | 0.51 | 0.6 | 1.02 | 1.2 | Optimum Factor | 0.51 | 0.6 | 1.02 | 1.2
User # Bands |  | 3 | 0 | 0.51 | 0.6 | 0.6528 | 0.798 | 1.9584 | 2.394 | Optimum # Bands | 2 | 2 | 2 | 2
Max Distance (m) |  | 4 | 0 | 0.51 | 0.6 | 0.7038 | 0.9 | 2.8152 | 3.6 | User # Bands
|  | 5 | 0 | 0.51 | 0.6 | 0.7293 | 0.96 | 3.6465 | 4.8 | User Factor | #N/A | #N/A | #N/A | #N/A
|  | 6 | 0 | 0.51 | 0.6 | 0.7293 | 0.96 | 4.3758 | 5.76 | Difference | #N/A | #N/A | #N/A | #N/A
|  | 7 | 0 | 0.51 | 0.6 | 0.7293 | 0.96 | 5.1051 | 6.72 | % | #N/A | #N/A | #N/A | #N/A
|  | 8 | 0 | 0.51 | 0.6 | 0.7293 | 0.96 | 5.8344 | 7.68
|  | 9 | 0 | 0.51 | 0.6 | 0.7293 | 0.96 | 6.5637 | 8.64
|  | 10 | 0 | 0.51 | 0.6 | 0.7293 | 0.96 | 7.293 | 9.6
For Bands labelled A, B, C, etc... |  | 2 | 0 | 0.51 | 0.6 | 0.51 | 0.6 | 1.02 | 1.2 | Optimum Factor | 0.51 | 0.6 | 1.02 | 1.2
User # Bands |  | 3 | 0 | 0.51 | 0.6 | 0.6528 | 0.798 | 1.9584 | 2.394 | Optimum # Bands | 2 | 2 | 2 | 2
Max Distance (m) |  | 4 | 0 | 0.51 | 0.6 | 0.7038 | 0.9 | 2.8152 | 3.6 | User # Bands
|  | 5 | 0 | 0.51 | 0.6 | 0.7293 | 0.96 | 3.6465 | 4.8 | User Factor | #N/A | #N/A | #N/A | #N/A
|  | 6 | 0 | 0.51 | 0.6 | 0.7293 | 0.96 | 4.3758 | 5.76 | Difference | #N/A | #N/A | #N/A | #N/A
|  | 7 | 0 | 0.51 | 0.6 | 0.7293 | 0.96 | 5.1051 | 6.72 | % | #N/A | #N/A | #N/A | #N/A
|  | 8 | 0 | 0.51 | 0.6 | 0.7293 | 0.96 | 5.8344 | 7.68
|  | 9 | 0 | 0.51 | 0.6 | 0.7293 | 0.96 | 6.5637 | 8.64
|  | 10 | 0 | 0.51 | 0.6 | 0.7293 | 0.96 | 7.293 | 9.6
For Relaxed Braced Storey with cripple walls, or cripple walls and stepped concrete foundation walls, extending to the underside of the first wood-framed floor, around the exterior and interior
For Bands labelled 1, 2, 3, etc... |  | 2 | 0 | 0.51 | 0.6 | 0.51 | 0.6 | 1.02 | 1.2 | Optimum Factor | 0.51 | 0.6 | 1.02 | 1.2
User # Bands |  | 3 | 0 | 0.51 | 0.6 | 0.6528 | 0.798 | 1.9584 | 2.394 | Optimum # Bands | 2 | 2 | 2 | 2
Max Distance (m) |  | 4 | 0 | 0.51 | 0.6 | 0.7038 | 0.9 | 2.8152 | 3.6 | User # Bands
|  | 5 | 0 | 0.51 | 0.6 | 0.7293 | 0.96 | 3.6465 | 4.8 | User Factor | #N/A | #N/A | #N/A | #N/A
|  | 6 | 0 | 0.51 | 0.6 | 0.7293 | 0.96 | 4.3758 | 5.76 | Difference | #N/A | #N/A | #N/A | #N/A
|  | 7 | 0 | 0.51 | 0.6 | 0.7293 | 0.96 | 5.1051 | 6.72 | % | #N/A | #N/A | #N/A | #N/A
|  | 8 | 0 | 0.51 | 0.6 | 0.7293 | 0.96 | 5.8344 | 7.68
|  | 9 | 0 | 0.51 | 0.6 | 0.7293 | 0.96 | 6.5637 | 8.64
|  | 10 | 0 | 0.51 | 0.6 | 0.7293 | 0.96 | 7.293 | 9.6
For Bands labelled A, B, C, etc... |  | 2 | 0 | 0.51 | 0.6 | 0.51 | 0.6 | 1.02 | 1.2 | Optimum Factor | 0.51 | 0.6 | 1.02 | 1.2
User # Bands |  | 3 | 0 | 0.51 | 0.6 | 0.6528 | 0.798 | 1.9584 | 2.394 | Optimum # Bands | 2 | 2 | 2 | 2
Max Distance (m) |  | 4 | 0 | 0.51 | 0.6 | 0.7038 | 0.9 | 2.8152 | 3.6 | User # Bands
|  | 5 | 0 | 0.51 | 0.6 | 0.7293 | 0.96 | 3.6465 | 4.8 | User Factor | #N/A | #N/A | #N/A | #N/A
|  | 6 | 0 | 0.51 | 0.6 | 0.7293 | 0.96 | 4.3758 | 5.76 | Difference | #N/A | #N/A | #N/A | #N/A
|  | 7 | 0 | 0.51 | 0.6 | 0.7293 | 0.96 | 5.1051 | 6.72 | % | #N/A | #N/A | #N/A | #N/A
|  | 8 | 0 | 0.51 | 0.6 | 0.7293 | 0.96 | 5.8344 | 7.68
|  | 9 | 0 | 0.51 | 0.6 | 0.7293 | 0.96 | 6.5637 | 8.64
|  | 10 | 0 | 0.51 | 0.6 | 0.7293 | 0.96 | 7.293 | 9.6
For Relaxed Braced Storey with ??
For Bands labelled 1, 2, 3, etc... |  | 2 | 0 | 0.51 | 0.6 | 0.51 | 0.6 | 1.02 | 1.2 | Optimum Factor | 0.51 | 0.6 | 1.02 | 1.2
User # Bands |  | 3 | 0 | 0.51 | 0.6 | 0.6528 | 0.798 | 1.9584 | 2.394 | Optimum # Bands | 2 | 2 | 2 | 2
Max Distance (m) |  | 4 | 0 | 0.51 | 0.6 | 0.7038 | 0.9 | 2.8152 | 3.6 | User # Bands
|  | 5 | 0 | 0.51 | 0.6 | 0.7293 | 0.96 | 3.6465 | 4.8 | User Factor | #N/A | #N/A | #N/A | #N/A
|  | 6 | 0 | 0.51 | 0.6 | 0.7293 | 0.96 | 4.3758 | 5.76 | Difference | #N/A | #N/A | #N/A | #N/A
|  | 7 | 0 | 0.51 | 0.6 | 0.7293 | 0.96 | 5.1051 | 6.72 | % | #N/A | #N/A | #N/A | #N/A
|  | 8 | 0 | 0.51 | 0.6 | 0.7293 | 0.96 | 5.8344 | 7.68
|  | 9 | 0 | 0.51 | 0.6 | 0.7293 | 0.96 | 6.5637 | 8.64
|  | 10 | 0 | 0.51 | 0.6 | 0.7293 | 0.96 | 7.293 | 9.6
For Bands labelled A, B, C, etc... |  | 2 | N/A | 1.86 | 1.9 | N/A | N/A | N/A | N/A | Optimum Factor | 0.7293 | 0.96 | 5.0396 | 5.586
User # Bands | 4 | 3 | 11 | 1.3964 | 1.4 | 1.7873 | 1.862 | 5.362 | 5.586 | Optimum # Bands | 7 | 7 | 6 | 3
Max Distance (m) | 22 | 4 | 7.3333 | 0.96561 | 0.97193 | 1.3325 | 1.4579 | 5.3302 | 5.8316 | User # Bands
|  | 5 | 5.5 | 0.72921 | 0.77895 | 1.0428 | 1.2463 | 5.2139 | 6.2316 | User Factor | #N/A | #N/A | #N/A | #N/A
|  | 6 | 4.4 | 0.58737 | 0.66316 | 0.83994 | 1.0611 | 5.0396 | 6.3663 | Difference | #N/A | #N/A | #N/A | #N/A
|  | 7 | 3.6667 | 0.51 | 0.6 | 0.7293 | 0.96 | 5.1051 | 6.72 | % | #N/A | #N/A | #N/A | #N/A
|  | 8 | 3.1429 | 0.51 | 0.6 | 0.7293 | 0.96 | 5.8344 | 7.68
|  | 9 | 2.75 | 0.51 | 0.6 | 0.7293 | 0.96 | 6.5637 | 8.64
|  | 10 | 2.4444 | 0.51 | 0.6 | 0.7293 | 0.96 | 7.293 | 9.6

## (M-1) Adjustment Factors
O
|  | Part 9 Bracing Calculator (No Scripts) | [11 empty] | beta_1.043
For Design, Compliance and Construction
ReadMe |  | Sheet (M-1): Matrix - Adjustment Factors
Plan Check Note: Review Adjustment Factors against BCBC2024 T-9.23.13.7.-B and T-9.23.13.7.-D
|  | For Bands labelled: |  | 1, 2, 3... etc along Horizontal Axis |  |  |  |  | A, B, C... etc along Vertical Axis |  |  |  |  | Notes:
|  | Braced Storey: |  | R | R+1F | R+2F | B/CS (1) | B/CS (2) | R | R+1F | R+2F | B/CS (1) | B/CS (2)
|  | Storey above B/CS: | N/A | Yes | Yes | Yes | No | No
Wind Adjustment Factors
|  | K(W) exp | (Rugged) | 1 | 1 | 1 | 1 | 1 | 1 | 1 | 1 | 1 | 1
|  | K(W) exp | (Open) 1 storey | 1 | 1 | 1 | #N/A | #N/A | 1 | 1 | 1 | #N/A | #N/A
|  | K(W) exp | (Open) 2 storey | 1 | 1 | 1 | #N/A | #N/A | 1 | 1 | 1 | #N/A | #N/A
|  | K(W) exp | (Open) 3 storey | 1 | 1 | 1 | #N/A | #N/A | 1 | 1 | 1 | #N/A | #N/A
|  | K(W) exp | Total | 1 | 1 | 1 | #N/A | #N/A | 1 | 1 | 1 | #N/A | #N/A | B/CS (1) and (2) based on Braced Storey above.
|  | K(W) roof |  | 1.048 | 1.0215 | 1.0132 | #N/A | #N/A | 1.048 | 1.0215 | 1.0132 | #N/A | #N/A | B/CS (1) and (2) based on Braced Storey above.
|  | K(W) spacing |  | 0.51 | 0.51 | 0.51 | #N/A | #N/A | 0.58744 | 0.58744 | 0.58744 | #N/A | #N/A
|  | K(W) number |  | 1.38 | 1.38 | 1.38 | #N/A | #N/A | 1.43 | 1.43 | 1.43 | #N/A | #N/A
|  | K(W) gyp |  | 1 | 1 | 1 | 1 | 1 | 1 | 1 | 1 | 1 | 1
|  | K(W) sheath |  | 1 | 1 | 1 | 1 | 1 | 1 | 1 | 1 | 1 | 1
|  | Wind Adjustment Factor Total* |  | 0.7376 | 0.71895 | 0.71312 | #N/A | #N/A | 0.88038 | 0.85812 | 0.85117 | #N/A | #N/A | *K(W) gyp and K(W) sheath applied per Band in Sheet (I-3)
|  | For Bands labelled: |  | 1, 2, 3... etc along Horizontal Axis |  |  |  |  | A, B, C... etc along Vertical Axis
|  | Braced Storey: |  | R | R+1F | R+2F | B/CS (1) | B/CS (2) | R | R+1F | R+2F | B/CS (1) | B/CS (2)
Seismic Adjustment Factors
|  | K(S) weight | (Normal) | 1 | 1 | 1 | 1 | 1 | 1 | 1 | 1 | 1 | 1
|  | K(S) weight | (Heavy) | 1 | 1 | 1 | #N/A | 1 | 1 | 1 | 1 | #N/A | 1
|  | K(S) weight | (Masonry Veneer) | 1 | 1 | 1 | #N/A | 1 | 1 | 1 | 1 | #N/A | 1
|  | K(S) weight | (Stone Veneer) | 1 | 1 | 1 | #N/A | 1 | 1 | 1 | 1 | #N/A | 1
|  | K(S) weight | Total | 1 | 1 | 1 | #N/A | 1 | 1 | 1 | 1 | #N/A | 1 | B/CS (1) and (2) based on Braced Storey above.
|  | K(S) snow |  | 1.048 | 1.024 | 1.0144 | #N/A | #N/A | 1.048 | 1.024 | 1.0144 | #N/A | #N/A | B/CS (1) and (2) based on Braced Storey above.
|  | K(S) spacing |  | 0.6 | 0.6 | 0.6 | #N/A | #N/A | 0.66322 | 0.66322 | 0.66322 | #N/A | #N/A
|  | K(S) number |  | 1.5 | 1.5 | 1.5 | #N/A | #N/A | 1.6 | 1.6 | 1.6 | #N/A | #N/A
|  | K(S) gyp |  | 1 | 1 | 1 | 1 | 1 | 1 | 1 | 1 | 1 | 1
|  | K(S) sheath |  | 1 | 1 | 1 | 1 | 1 | 1 | 1 | 1 | 1 | 1
|  | Seismic Adjustment Factor Total* |  | 0.9432 | 0.9216 | 0.91296 | #N/A | #N/A | 1.1121 | 1.0866 | 1.0764 | #N/A | #N/A | *K(S) gyp and K(S) sheath applied per Band in Sheet (I-3)
¦ Permit/File Number: Building Permit 123567 ¦ Calculations completed by: Tim - info@part9bracing.ca ¦
<End of Sheet (M-1) Matrix: Adjustment Factors>

## (M-2) Compliance Matrix
O
|  | Part 9 Bracing Calculator (No Scripts) | [14 empty] | beta_1.043
For Design, Compliance and Construction
ReadMe |  | Sheet (M-2) Matrix: Code Path Compliance Review and Trigger Points
User Entries
|  | Location |  |  | Site and Environmental Conditions | [5 empty] | Building Design Conditions
[5 empty] | Exposure | HWP (1/50) | Snow Load (kPa) | Site Class | Smax | Smax C | ABC/vert. (m) | 123/hor. (m) | Eave-to-Ridge | Sheathing Continunity | Storeys For Bracing | Lowest exterior wood-framed wall supports x floors | Weight of Construction (Building)
|  | Squamish |  |  | Rough Terrain | 0.5 | 2.24 | Unknown | 0.963 | 0.659 | 18.6182 | 7.2898 | 3.1242 | Continuous | 3 | 2 | Normal Weight Construction
Comliance Matrix
|  | Code Path | BCBC Reference | Valid? | Trigger Criteria
|  | Simplified Approach Table A | 9.12.13.1>9.23.13.11.(1) | No | Rough Terrain | 0.5 | 2 |  | 0.3 | 0.47 | 21.2 | 21.2 | 3 | Continuous | 3 | 2 | Normal Weight Construction
|  | Simplified Approach Table B | 9.12.13.1>9.23.13.11.(2) | No | Rough Terrain | 0.6 | 2 |  | 0.47 | 0.47 | 21.2 | 21.2 | 3 | Continuous | 3 | 2 | Normal Weight Construction
|  | High Wind and Seismic Forces | 9.23.13.2(1)(i) | Yes |  | 1.2 |  |  | 2.6 |  |  |  | 6 |  | 3 | 2 | Normal Weight Construction
|  |  | 9.23.13.2(1)(ii) | No |  | 1.2 |  |  | 2.6 |  |  |  | 6 |  | 2 | 1 | Heavy Weight Construction
|  | Calculation Method (Tables) | 9.23.13.7.(3) and (4) | Yes |  |  | 6
|  | Calculation Method (Alternative) | A-9.23.13.7.(3) and (4) | Yes
|  | Foundation Cripple Walls | 9.23.13.8.(2) | No |  |  |  |  | 0.6 | [7 empty] | Normal Weight Construction
|  |  | 9.23.13.8.(3) | Yes |  |  |  |  | 2.6 | [7 empty] | Normal Weight Construction
|  | Additional System Considerations | 9.23.13.10 | Yes |  | 1.2 |  |  | 1.2 | [5 empty] | 3
Return to Part 9 Bracing Calculator
¦ Permit/File Number: Building Permit 123567 ¦ Calculations completed by: Tim - info@part9bracing.ca ¦
<End of Sheet (M-2) Compliance Matrix>

## (A-1) Custom Climate
O
|  | Part 9 Bracing Calculator (No Scripts) | [10 empty] | beta_1.043
For Design, Compliance and Construction
Sheet (A-1): Custom Climate and Seismic Inputs
NOTE: In some regions, AHJs may be providing code users with climate and seismic data that differ from the BCBC Appendix C values. If so, these values can be entered on this tab directly. If you are developing in a location that is not listed in the BCBC Appendix C, and the AHJ does not provide you with design data, click thorough to the GENERATE DESIGN VALUES link below.
ReadMe |  | Custom Climate and Seismic Data
|  |  | Snow Loads |  | Specifed Snow Load (kPa) |  | HWP (1/50) | Site Class - Smax
|  | Location | Ss | Sr | Roof width <= 4.3m | Roof width > 4.3m |  | Unknown | A | B | C | D | E
|  | <Custom Location> |  |  | 0 | 1
|  | Return to Part 9 Bracing Calculator | [7 empty] | GENERATE DESIGN VALUES
¦ Permit/File Number: Building Permit 123567 ¦ Calculations completed by: Tim - info@part9bracing.ca ¦
<End of Sheet (A-1) Custom Climate>

## (BCBC) Unadjusted Lengths (W) (hidden)
O
|  |  | Part 9 Bracing Calculator | [16 empty] | beta_1.043
For Design, Compliance and Construction
ReadMe | Filter: |  | BCBC 9.23.13.7-A: Unadjusted Minimum Total Panel Lengths for Wind Forces
Required
| Required |  | NOTE: Contents of the following tables, including descriptions and values, have been edited from the original BCBC content with the intention to aid in calculator and user ease of understanding. While every effort has been made to maintain code logic and intent, please review direct code content for critital elements with your use.
Required
| Required |  | Copyright (c) Province of British Columbia. All rights reserved. Reproduced with permission of the Province of British Columbia.
Required
| Required |  | BCBC: Table 9.23.13.7-A
| Required |  | Unadjusted Minimum Total Panel Lengths for Wind Forming Part of Sentence 9.23.13.7.(3)
| Required |  |  |  | Diagonal- Lumber- Sheathed Framing Type (with gypsum board on opposite side) (2) |  | Gypsum-Sheathed Framing Type (with gypsum board on only one side) |  |  |  | Gypsum-Sheathed Framing Type (with gypsum board on both sides) 9.23.13.7.(6) |  |  |  | Wood-sheathed Framing Type (with gypsum board on opposite side) |  |  |  |  | Full Height Concrete Foudantion Walls
Required
| Required |  | HWP | Storey | DWB | GWB-O | GWB-A | GWB-B | GWB-C | GWB-D | GWB-A-2 | GWB-B-2 | GWB-C-2 | GWB-D-2 | WSP-A | WSP-B | WSP-C | WSP-D | WSP-E | CFW-FH
| Not Required |  | HWP ≤ 0.3 | R | 0.65 |  | 3.29 | 1.91 | 1.42 | 1.14 | 1.645 | 0.955 | 0.71 | 0.57 | 1.14 | 0.6 | 0.52 | 0.48 | 0.43 | 0.43
| Not Required |  | HWP ≤ 0.3 | R+1F | 1.33 |  | 6.75 | 3.92 | 2.91 | 2.35 | 3.375 | 1.96 | 1.455 | 1.175 | 2.35 | 1.24 | 1.08 | 0.98 | 0.88 | 0.88
| Not Required |  | HWP ≤ 0.3 | R+2F | 2.02 |  | 10.21 | 5.93 | 4.4 | 3.57 | 5.105 | 2.965 | 2.2 | 1.785 | 3.57 | 1.87 | 1.63 | 1.49 | 1.34 | 1.34
| Not Required |  | 0.3 < HWP ≤ 0.4 | R | 0.86 |  | 4.38 | 2.54 | 1.89 | 1.52 | 2.19 | 1.27 | 0.945 | 0.76 | 1.52 | 0.8 | 0.7 | 0.64 | 0.57 | 0.57
| Not Required |  | 0.3 < HWP ≤ 0.4 | R+1F | 1.78 |  | 9 | 5.23 | 3.88 | 3.14 | 4.5 | 2.615 | 1.94 | 1.57 | 3.14 | 1.65 | 1.43 | 1.31 | 1.18 | 1.18
| Not Required |  | 0.3 < HWP ≤ 0.4 | R+2F | 2.69 |  | 13.61 | 7.91 | 5.86 | 4.75 | 6.805 | 3.955 | 2.93 | 2.375 | 4.75 | 2.5 | 2.17 | 1.98 | 1.79 | 1.79
| Required |  | 0.4 < HWP ≤ 0.5 | R | 1.08 |  | 5.84 | 3.18 | 2.36 | 1.9 | 2.92 | 1.59 | 1.18 | 0.95 | 1.9 | 1 | 0.87 | 0.79 | 0.72 | 0.72
| Required |  | 0.4 < HWP ≤ 0.5 | R+1F | 2.22 |  | 11.25 | 6.54 | 4.85 | 3.92 | 5.625 | 3.27 | 2.425 | 1.96 | 3.92 | 2.06 | 1.79 | 1.63 | 1.47 | 1.47
| Required |  | 0.4 < HWP ≤ 0.5 | R+2F | 3.37 |  | 17.01 | 9.88 | 7.33 | 5.94 | 8.505 | 4.94 | 3.665 | 2.97 | 5.94 | 3.12 | 2.72 | 2.48 | 2.23 | 2.23
| Not Required |  | 0.5 < HWP ≤ 0.6 | R | 1.29 |  | 6.57 | 3.82 | 2.83 | 2.29 | 3.285 | 1.91 | 1.415 | 1.145 | 2.29 | 1.2 | 1.05 | 0.95 | 0.86 | 0.86
| Not Required |  | 0.5 < HWP ≤ 0.6 | R+1F | 2.67 |  | 13.5 | 7.84 | 5.82 | 4.71 | 6.75 | 3.92 | 2.91 | 2.355 | 4.71 | 2.47 | 2.15 | 1.96 | 1.77 | 1.77
| Not Required |  | 0.5 < HWP ≤ 0.6 | R+2F | 4.04 |  | 20.42 | 11.86 | 8.79 | 7.13 | 10.21 | 5.93 | 4.395 | 3.565 | 7.13 | 3.75 | 3.26 | 2.97 | 2.68 | 2.68
| Not Required |  | 0.6 < HWP ≤ 0.9 | R | 1.94 |  | 9.86 | 5.73 | 4.25 | 3.43 | 4.93 | 2.865 | 2.125 | 1.715 | 3.43 | 1.8 | 1.57 | 1.43 | 1.29 | 1.29
| Not Required |  | 0.6 < HWP ≤ 0.9 | R+1F | 4 |  | 20.25 | 11.76 | 8.72 | 7.06 | 10.125 | 5.88 | 4.36 | 3.53 | 7.06 | 3.71 | 3.23 | 2.94 | 2.65 | 2.65
| Not Required |  | 0.6 < HWP ≤ 0.9 | R+2F | 6.06 |  | 30.62 | 17.79 | 13.19 | 10.7 | 15.31 | 8.895 | 6.595 | 5.35 | 10.7 | 5.62 | 4.89 | 4.46 | 4.02 | 4.02
| Not Required |  | 0.9 < HWP ≤ 1.2 | R | 2.59 |  | 13.14 | 7.63 | 5.66 | 4.57 | 6.57 | 3.815 | 2.83 | 2.285 | 4.57 | 2.4 | 2.09 | 1.91 | 1.72 | 1.72
| Not Required |  | 0.9 < HWP ≤ 1.2 | R+1F | 5.33 |  | 27 | 15.68 | 11.63 | 9.41 | 13.5 | 7.84 | 5.815 | 4.705 | 9.41 | 4.95 | 4.3 | 3.92 | 3.54 | 3.54
| Not Required |  | 0.9 < HWP ≤ 1.2 | R+2F | 8.08 |  | 40.83 | 23.72 | 17.59 | 14.26 | 20.415 | 11.86 | 8.795 | 7.13 | 14.26 | 7.5 | 6.52 | 5.94 | 5.36 | 5.36
¦ Permit/File Number: Building Permit 123567 ¦ Calculations completed by: Tim - info@part9bracing.ca ¦
<End of Sheet (BCBC) Unadjusted Lengths (W)>

## (BCBC) Unadjusted Lengths (S) (hidden)
O
|  |  | Part 9 Bracing Calculator | [17 empty] | beta_1.043
For Design, Compliance and Construction
ReadMe | Filter: |  | BCBC 9.23.13.7-C: Unadjusted Minimum Total Panel Lengths for Seismic Forces
Required
| Required |  | NOTE: Contents of the following tables, including descriptions and values, have been edited from the original BCBC content with the intention to aid in calculator and user ease of understanding. While every effort has been made to maintain code logic and intent, please review direct code content for critital elements with your use.
Required
| Required |  | Copyright (c) Province of British Columbia. All rights reserved. Reproduced with permission of the Province of British Columbia.
Required
| Required |  | BCBC: Table 9.23.13.7-C
| Required |  | Unadjusted Minimum Total Panel Lengths for Seismic Forming Part of Sentence 9.23.13.7.(4)
| Required |  | Smax | Braced Storey | Building Plan Dimension ¦¦ to Band (m) | Unadjusted Minimum Total Panel Length for Seismic Forces (m) Lus, m (1) (2)
| Required |  |  |  |  | Diagonal Lumber |  | Gypsum-Sheathed Framing Type (with gypsum board on only one side) |  |  |  | Gypsum-Sheathed Framing Type (with gypsum board on both sides) 9.23.13.7.(6) |  |  |  | Wood-Sheathed Framing Type (with gypsum board installed on interior/reverse) |  |  |  |  | Full Height Concrete
Required
| Required |  |  |  |  | DWB | GWB-O | GWB-A | GWB-B | GWB-C | GWB-D | GWB-A-2 | GWB-B-2 | GWB-C-2 | GWB-D-2 | WSP-A | WSP-B | WSP-C | WSP-D | WSP-E | CFW-FH
| Not Required |  | Smax ≤ 0.2 | R | 0.001 | 0.06 |  | 0.47 | 0.27 | 0.2 | 0.17 | 0.235 | 0.135 | 0.1 | 0.085 | 0.11 | 0.06 | 0.05 | 0.05 | 0.04 | 0.04
| Not Required |  | Smax ≤ 0.2 | R | 3.1 | 0.06 |  | 0.47 | 0.27 | 0.2 | 0.17 | 0.235 | 0.135 | 0.1 | 0.085 | 0.11 | 0.06 | 0.05 | 0.05 | 0.04 | 0.04
| Not Required |  | Smax ≤ 0.2 | R | 6.1 | 0.11 |  | 0.81 | 0.47 | 0.35 | 0.28 | 0.405 | 0.235 | 0.175 | 0.14 | 0.19 | 0.1 | 0.09 | 0.08 | 0.07 | 0.07
| Not Required |  | Smax ≤ 0.2 | R | 9.1 | 0.15 |  | 1.15 | 0.67 | 0.5 | 0.4 | 0.575 | 0.335 | 0.25 | 0.2 | 0.27 | 0.14 | 0.12 | 0.11 | 0.1 | 0.1
| Not Required |  | Smax ≤ 0.2 | R | 12.2 | 0.2 |  | 1.5 | 0.87 | 0.65 | 0.53 | 0.75 | 0.435 | 0.325 | 0.265 | 0.35 | 0.18 | 0.16 | 0.15 | 0.13 | 0.13
| Not Required |  | Smax ≤ 0.2 | R | 15.2 | 0.24 |  | 1.81 | 1.05 | 0.78 | 0.64 | 0.905 | 0.525 | 0.39 | 0.32 | 0.43 | 0.23 | 0.2 | 0.18 | 0.16 | 0.16
| Not Required |  | Smax ≤ 0.2 | R | 18.3 | 0.29 |  | 2.2 | 1.28 | 0.95 | 0.77 | 1.1 | 0.64 | 0.475 | 0.385 | 0.51 | 0.27 | 0.23 | 0.21 | 0.19 | 0.19
| Not Required |  | Smax ≤ 0.2 | R | 18.6192 | 0.29385 |  | 2.2203 | 1.2908 | 0.93116 | 0.75538 | 1.0767 | 0.62604 | 0.46558 | 0.37769 | 0.50384 | 0.26534 | 0.22977 | 0.20865 | 0.18769 | 0.18769
| Not Required |  | Smax ≤ 0.2 | R+1F | 0.001 | 0.15 |  | 1.1 | 0.65 | 0.48 | 0.39 | 0.55 | 0.325 | 0.24 | 0.195 | 0.26 | 0.14 | 0.12 | 0.11 | 0.1 | 0.1
| Not Required |  | Smax ≤ 0.2 | R+1F | 3.1 | 0.15 |  | 1.1 | 0.65 | 0.48 | 0.39 | 0.55 | 0.325 | 0.24 | 0.195 | 0.26 | 0.14 | 0.12 | 0.11 | 0.1 | 0.1
| Not Required |  | Smax ≤ 0.2 | R+1F | 6.1 | 0.24 |  | 1.84 | 1.07 | 0.79 | 0.65 | 0.92 | 0.535 | 0.395 | 0.325 | 0.43 | 0.23 | 0.2 | 0.18 | 0.16 | 0.16
| Not Required |  | Smax ≤ 0.2 | R+1F | 9.1 | 0.34 |  | 2.57 | 1.49 | 1.11 | 0.9 | 1.285 | 0.745 | 0.555 | 0.45 | 0.6 | 0.32 | 0.27 | 0.25 | 0.23 | 0.23
| Not Required |  | Smax ≤ 0.2 | R+1F | 12.2 | 0.44 |  | 3.32 | 1.93 | 1.43 | 1.17 | 1.66 | 0.965 | 0.715 | 0.585 | 0.78 | 0.41 | 0.36 | 0.32 | 0.29 | 0.29
| Not Required |  | Smax ≤ 0.2 | R+1F | 15.2 | 0.54 |  | 3.99 | 2.31 | 1.72 | 1.4 | 1.995 | 1.155 | 0.86 | 0.7 | 0.95 | 0.5 | 0.43 | 0.39 | 0.36 | 0.36
| Not Required |  | Smax ≤ 0.2 | R+1F | 18.3 | 0.64 |  | 4.8 | 2.79 | 2.07 | 1.68 | 2.4 | 1.395 | 1.035 | 0.84 | 1.12 | 0.59 | 0.51 | 0.47 | 0.42 | 0.42
| Not Required |  | Smax ≤ 0.2 | R+1F | 18.6192 | 0.64953 |  | 4.8576 | 2.8174 | 2.0933 | 1.7021 | 2.4288 | 1.4087 | 1.0467 | 0.85106 | 1.1414 | 0.60043 | 0.51906 | 0.47353 | 0.4289 | 0.4289
| Not Required |  | Smax ≤ 0.2 | R+2F | 0.001 | 0.23 |  | 1.76 | 1.02 | 0.76 | 0.62 | 0.88 | 0.51 | 0.38 | 0.31 | 0.41 | 0.22 | 0.19 | 0.17 | 0.15 | 0.15
| Not Required |  | Smax ≤ 0.2 | R+2F | 3.1 | 0.23 |  | 1.76 | 1.02 | 0.76 | 0.62 | 0.88 | 0.51 | 0.38 | 0.31 | 0.41 | 0.22 | 0.19 | 0.17 | 0.15 | 0.15
| Not Required |  | Smax ≤ 0.2 | R+2F | 6.1 | 0.38 |  | 2.87 | 1.67 | 1.24 | 1.01 | 1.435 | 0.835 | 0.62 | 0.505 | 0.67 | 0.35 | 0.31 | 0.28 | 0.25 | 0.25
| Not Required |  | Smax ≤ 0.2 | R+2F | 9.1 | 0.53 |  | 3.99 | 1.49 | 1.72 | 1.4 | 1.995 | 0.745 | 0.86 | 0.7 | 0.93 | 0.49 | 0.43 | 0.39 | 0.35 | 0.35
| Not Required |  | Smax ≤ 0.2 | R+2F | 12.2 | 0.68 |  | 5.14 | 2.99 | 2.21 | 1.8 | 2.57 | 1.495 | 1.105 | 0.9 | 1.2 | 0.63 | 0.55 | 0.5 | 0.45 | 0.45
| Not Required |  | Smax ≤ 0.2 | R+2F | 15.2 | 0.83 |  | 6.16 | 3.58 | 2.65 | 2.16 | 3.08 | 1.79 | 1.325 | 1.08 | 1.46 | 0.77 | 0.67 | 0.61 | 0.55 | 0.55
| Not Required |  | Smax ≤ 0.2 | R+2F | 18.3 | 0.98 |  | 7.41 | 4.3 | 3.19 | 2.6 | 3.705 | 2.15 | 1.595 | 1.3 | 1.73 | 0.91 | 0.79 | 0.72 | 0.65 | 0.65
| Not Required |  | Smax ≤ 0.2 | R+2F | 18.6192 | 0.99738 |  | 7.4902 | 4.2764 | 3.2226 | 2.6261 | 3.7451 | 2.1382 | 1.6113 | 1.313 | 1.7573 | 0.92417 | 0.80391 | 0.73275 | 0.66159 | 0.66159
| Not Required |  | 0.2 < Smax ≤ 0.4 | R | 0.001 | 0.13 |  | 0.94 | 0.55 | 0.41 | 0.33 | 0.47 | 0.275 | 0.205 | 0.165 | 0.22 | 0.12 | 0.1 | 0.09 | 0.08 | 0.08
| Not Required |  | 0.2 < Smax ≤ 0.4 | R | 3.1 | 0.13 |  | 0.94 | 0.55 | 0.41 | 0.33 | 0.47 | 0.275 | 0.205 | 0.165 | 0.22 | 0.12 | 0.1 | 0.09 | 0.08 | 0.08
| Not Required |  | 0.2 < Smax ≤ 0.4 | R | 6.1 | 0.22 |  | 1.63 | 0.94 | 0.7 | 0.57 | 0.815 | 0.47 | 0.35 | 0.285 | 0.38 | 0.2 | 0.17 | 0.16 | 0.14 | 0.14
| Not Required |  | 0.2 < Smax ≤ 0.4 | R | 9.1 | 0.31 |  | 2.31 | 1.34 | 0.99 | 0.81 | 1.155 | 0.67 | 0.495 | 0.405 | 0.54 | 0.28 | 0.25 | 0.22 | 0.2 | 0.2
| Not Required |  | 0.2 < Smax ≤ 0.4 | R | 12.2 | 0.4 |  | 3.01 | 1.75 | 1.3 | 1.05 | 1.505 | 0.875 | 0.65 | 0.525 | 0.7 | 0.37 | 0.32 | 0.29 | 0.26 | 0.26
| Not Required |  | 0.2 < Smax ≤ 0.4 | R | 15.2 | 0.49 |  | 3.63 | 2.11 | 1.56 | 1.27 | 1.815 | 1.055 | 0.78 | 0.635 | 0.86 | 0.45 | 0.39 | 0.36 | 0.32 | 0.32
| Not Required |  | 0.2 < Smax ≤ 0.4 | R | 18.3 | 0.58 |  | 4.39 | 2.55 | 1.89 | 1.54 | 2.195 | 1.275 | 0.945 | 0.77 | 1.03 | 0.54 | 0.47 | 0.43 | 0.39 | 0.39
| Not Required |  | 0.2 < Smax ≤ 0.4 | R | 18.6192 | 0.59043 |  | 4.4418 | 2.5805 | 1.9108 | 1.5554 | 2.2209 | 1.2902 | 0.95541 | 0.77772 | 1.044 | 0.54643 | 0.47616 | 0.43548 | 0.39237 | 0.39237
| Not Required |  | 0.2 < Smax ≤ 0.4 | R+1F | 0.001 | 0.3 |  | 2.23 | 1.3 | 0.96 | 0.78 | 1.115 | 0.65 | 0.48 | 0.39 | 0.52 | 0.27 | 0.24 | 0.22 | 0.2 | 0.2
| Not Required |  | 0.2 < Smax ≤ 0.4 | R+1F | 3.1 | 0.3 |  | 2.23 | 1.3 | 0.96 | 0.78 | 1.115 | 0.65 | 0.48 | 0.39 | 0.52 | 0.27 | 0.24 | 0.22 | 0.2 | 0.2
| Not Required |  | 0.2 < Smax ≤ 0.4 | R+1F | 6.1 | 0.49 |  | 3.69 | 2.14 | 1.59 | 1.29 | 1.845 | 1.07 | 0.795 | 0.645 | 0.86 | 0.45 | 0.39 | 0.36 | 0.32 | 0.32
| Not Required |  | 0.2 < Smax ≤ 0.4 | R+1F | 9.1 | 0.68 |  | 5.14 | 2.99 | 2.21 | 1.8 | 2.57 | 1.495 | 1.105 | 0.9 | 1.2 | 0.63 | 0.55 | 0.5 | 0.45 | 0.45
| Not Required |  | 0.2 < Smax ≤ 0.4 | R+1F | 12.2 | 0.88 |  | 6.65 | 3.86 | 2.86 | 2.33 | 3.325 | 1.93 | 1.43 | 1.165 | 1.55 | 0.82 | 0.71 | 0.65 | 0.58 | 0.58
| Not Required |  | 0.2 < Smax ≤ 0.4 | R+1F | 15.2 | 1.07 |  | 7.97 | 4.63 | 3.43 | 2.79 | 3.985 | 2.315 | 1.715 | 1.395 | 1.89 | 1 | 0.87 | 0.79 | 0.71 | 0.71
| Not Required |  | 0.2 < Smax ≤ 0.4 | R+1F | 18.3 | 1.27 |  | 9.61 | 5.58 | 4.14 | 3.37 | 4.805 | 2.79 | 2.07 | 1.685 | 2.25 | 1.18 | 1.03 | 0.94 | 0.84 | 0.84
| Not Required |  | 0.2 < Smax ≤ 0.4 | R+1F | 18.6192 | 1.2892 |  | 9.7124 | 5.6396 | 4.1813 | 3.4039 | 4.8562 | 2.8198 | 2.0907 | 1.702 | 2.282 | 1.2026 | 1.0465 | 0.95338 | 0.85301 | 0.85301
| Not Required |  | 0.2 < Smax ≤ 0.4 | R+2F | 0.001 | 0.47 |  | DR | 2.04 | 1.51 | 1.23 | 1.12 | 1.02 | 0.755 | 0.615 | 0.82 | 0.43 | 0.38 | 0.34 | 0.31 | 0.31
| Not Required |  | 0.2 < Smax ≤ 0.4 | R+2F | 3.1 | 0.47 |  | DR | 2.04 | 1.51 | 1.23 | 1.12 | 1.02 | 0.755 | 0.615 | 0.82 | 0.43 | 0.38 | 0.34 | 0.31 | 0.31
| Not Required |  | 0.2 < Smax ≤ 0.4 | R+2F | 6.1 | 0.76 |  | 5.5 | 3.34 | 2.48 | 2.01 | 2.75 | 1.67 | 1.24 | 1.005 | 1.34 | 0.71 | 0.61 | 0.56 | 0.5 | 0.5
| Not Required |  | 0.2 < Smax ≤ 0.4 | R+2F | 9.1 | 1.06 |  | 7.98 | 4.63 | 3.44 | 2.8 | 3.99 | 2.315 | 1.72 | 1.4 | 1.86 | 0.98 | 0.85 | 0.78 | 0.7 | 0.7
| Not Required |  | 0.2 < Smax ≤ 0.4 | R+2F | 12.2 | 1.36 |  | 10.29 | 5.97 | 4.43 | 3.61 | 5.145 | 2.985 | 2.215 | 1.805 | 2.4 | 1.26 | 1.1 | 1 | 0.9 | 0.9
| Not Required |  | 0.2 < Smax ≤ 0.4 | R+2F | 15.2 | 1.66 |  | 12.31 | 7.15 | 5.3 | 4.32 | 6.155 | 3.575 | 2.65 | 2.16 | 2.93 | 1.54 | 1.34 | 1.22 | 1.1 | 1.1
| Not Required |  | 0.2 < Smax ≤ 0.4 | R+2F | 18.3 | 1.96 |  | 14.82 | 8.61 | 6.38 | 5.2 | 7.41 | 4.305 | 3.19 | 2.6 | 3.46 | 1.82 | 1.58 | 1.44 | 1.3 | 1.3
| Not Required |  | 0.2 < Smax ≤ 0.4 | R+2F | 18.6192 | 1.9927 |  | 15.0295 | 8.6999 | 6.4497 | 5.2572 | 7.6279 | 4.3499 | 3.2249 | 2.6286 | 3.5185 | 1.8498 | 1.6075 | 1.4655 | 1.3211 | 1.3211
| Not Required |  | 0.4 < Smax ≤ 0.6 | R | 0.001 | 0.19 |  | 1.42 | 0.82 | 0.61 | 0.5 | 0.71 | 0.41 | 0.305 | 0.25 | 0.33 | 0.17 | 0.15 | 0.14 | 0.12 | 0.12
| Not Required |  | 0.4 < Smax ≤ 0.6 | R | 3.1 | 0.19 |  | 1.42 | 0.82 | 0.61 | 0.5 | 0.71 | 0.41 | 0.305 | 0.25 | 0.33 | 0.17 | 0.15 | 0.14 | 0.12 | 0.12
| Not Required |  | 0.4 < Smax ≤ 0.6 | R | 6.1 | 0.32 |  | 2.44 | 1.42 | 1.05 | 0.85 | 1.22 | 0.71 | 0.525 | 0.425 | 0.57 | 0.3 | 0.26 | 0.24 | 0.21 | 0.21
| Not Required |  | 0.4 < Smax ≤ 0.6 | R | 9.1 | 0.46 |  | 3.46 | 2.01 | 1.49 | 1.21 | 1.73 | 1.005 | 0.745 | 0.605 | 0.81 | 0.42 | 0.37 | 0.34 | 0.3 | 0.3
| Not Required |  | 0.4 < Smax ≤ 0.6 | R | 12.2 | 0.6 |  | 4.51 | 2.62 | 1.94 | 1.58 | 2.255 | 1.31 | 0.97 | 0.79 | 1.05 | 0.55 | 0.48 | 0.44 | 0.4 | 0.4
| Not Required |  | 0.4 < Smax ≤ 0.6 | R | 15.2 | 0.73 |  | 5.44 | 3.16 | 2.34 | 1.91 | 2.72 | 1.58 | 1.17 | 0.955 | 1.29 | 0.68 | 0.59 | 0.54 | 0.49 | 0.49
| Not Required |  | 0.4 < Smax ≤ 0.6 | R | 18.3 | 0.87 |  | 6.59 | 3.83 | 2.84 | 2.31 | 3.295 | 1.915 | 1.42 | 1.155 | 1.54 | 0.81 | 0.7 | 0.64 | 0.58 | 0.58
| Not Required |  | 0.4 < Smax ≤ 0.6 | R | 18.6192 | 0.88485 |  | 6.66 | 3.8707 | 2.868 | 2.3351 | 3.33 | 1.9353 | 1.434 | 1.1676 | 1.5632 | 0.82243 | 0.71275 | 0.65159 | 0.59217 | 0.59217
| Not Required |  | 0.4 < Smax ≤ 0.6 | R+1F | 0.001 | 0.44 |  | DR | 1.94 | 1.44 | 1.17 | 1.67 | 0.97 | 0.72 | 0.585 | 0.78 | 0.41 | 0.36 | 0.33 | 0.29 | 0.29
| Not Required |  | 0.4 < Smax ≤ 0.6 | R+1F | 3.1 | 0.44 |  | DR | 1.94 | 1.44 | 1.17 | 1.67 | 0.97 | 0.72 | 0.585 | 0.78 | 0.41 | 0.36 | 0.33 | 0.29 | 0.29
| Not Required |  | 0.4 < Smax ≤ 0.6 | R+1F | 6.1 | 0.73 |  | 5.53 | 3.21 | 2.38 | 1.94 | 2.765 | 1.605 | 1.19 | 0.97 | 1.29 | 0.68 | 0.59 | 0.54 | 0.49 | 0.49
| Not Required |  | 0.4 < Smax ≤ 0.6 | R+1F | 9.1 | 1.02 |  | 7.71 | 4.48 | 3.32 | 2.7 | 3.855 | 2.24 | 1.66 | 1.35 | 1.8 | 0.95 | 0.82 | 0.75 | 0.68 | 0.68
| Not Required |  | 0.4 < Smax ≤ 0.6 | R+1F | 12.2 | 1.32 |  | 9.97 | 5.79 | 4.29 | 3.5 | 4.985 | 2.895 | 2.145 | 1.75 | 2.33 | 1.23 | 1.07 | 0.97 | 0.88 | 0.88
| Not Required |  | 0.4 < Smax ≤ 0.6 | R+1F | 15.2 | 1.61 |  | 11.96 | 6.94 | 5.15 | 4.19 | 5.98 | 3.47 | 2.575 | 2.095 | 2.84 | 1.49 | 1.3 | 1.18 | 1.07 | 1.07
| Not Required |  | 0.4 < Smax ≤ 0.6 | R+1F | 18.3 | 1.91 |  | 14.41 | 8.37 | 6.21 | 5.05 | 7.205 | 4.185 | 3.105 | 2.525 | 3.37 | 1.77 | 1.54 | 1.4 | 1.27 | 1.27
| Not Required |  | 0.4 < Smax ≤ 0.6 | R+1F | 18.6192 | 1.9408 |  | 14.5632 | 8.459 | 6.2746 | 5.1061 | 7.284 | 4.2295 | 3.1373 | 2.553 | 3.4234 | 1.7991 | 1.5655 | 1.4215 | 1.2912 | 1.2912
| Not Required |  | 0.4 < Smax ≤ 0.6 | R+2F | 0.001 | 0.7 |  | DR | 3.06 | 2.27 | 1.85 | 2.64 | 1.53 | 1.135 | 0.925 | 1.23 | 0.65 | 0.56 | 0.51 | 0.46 | 0.46
| Not Required |  | 0.4 < Smax ≤ 0.6 | R+2F | 3.1 | 0.7 |  | DR | 3.06 | 2.27 | 1.85 | 2.64 | 1.53 | 1.135 | 0.925 | 1.23 | 0.65 | 0.56 | 0.51 | 0.46 | 0.46
| Not Required |  | 0.4 < Smax ≤ 0.6 | R+2F | 6.1 | 1.14 |  | DR | 5.01 | 3.71 | 3.02 | 4.31 | 2.505 | 1.855 | 1.51 | 2.01 | 1.06 | 0.92 | 0.84 | 0.76 | 0.76
| Not Required |  | 0.4 < Smax ≤ 0.6 | R+2F | 9.1 | 1.59 |  | DR | 6.95 | 5.15 | 4.2 | 5.99 | 3.475 | 2.575 | 2.1 | 2.8 | 1.47 | 1.28 | 1.17 | 1.05 | 1.05
| Not Required |  | 0.4 < Smax ≤ 0.6 | R+2F | 12.2 | 2.04 |  | DR | 8.96 | 6.64 | 5.41 | 7.72 | 4.48 | 3.32 | 2.705 | 3.61 | 1.9 | 1.65 | 1.5 | 1.35 | 1.35
| Not Required |  | 0.4 < Smax ≤ 0.6 | R+2F | 15.2 | 2.49 |  | DR | 10.73 | 7.96 | 6.48 | 9.24 | 5.365 | 3.98 | 3.24 | 4.39 | 2.31 | 2.01 | 1.83 | 1.65 | 1.65
| Not Required |  | 0.4 < Smax ≤ 0.6 | R+2F | 18.3 | 2.95 |  | DR | 12.91 | 9.58 | 7.8 | 11.12 | 6.455 | 4.79 | 3.9 | 5.2 | 2.73 | 2.38 | 2.17 | 1.95 | 1.95
| Not Required |  | 0.4 < Smax ≤ 0.6 | R+2F | 18.6192 | 2.9955 |  | #N/A | 13.0507 | 9.6813 | 7.8833 | 11.2407 | 6.5254 | 4.8407 | 3.9416 | 5.2845 | 2.7764 | 2.4189 | 2.2037 | 1.9821 | 1.9821
| Not Required |  | 0.6 < Smax ≤ 0.8 | R | 0.001 | 0.25 |  | 1.89 | 1.1 | 0.81 | 0.66 | 0.945 | 0.55 | 0.405 | 0.33 | 0.44 | 0.23 | 0.2 | 0.18 | 0.17 | 0.17
| Not Required |  | 0.6 < Smax ≤ 0.8 | R | 3.1 | 0.25 |  | 1.89 | 1.1 | 0.81 | 0.66 | 0.945 | 0.55 | 0.405 | 0.33 | 0.44 | 0.23 | 0.2 | 0.18 | 0.17 | 0.17
| Not Required |  | 0.6 < Smax ≤ 0.8 | R | 6.1 | 0.43 |  | 3.25 | 1.89 | 1.4 | 1.14 | 1.625 | 0.945 | 0.7 | 0.57 | 0.76 | 0.4 | 0.35 | 0.32 | 0.29 | 0.29
| Not Required |  | 0.6 < Smax ≤ 0.8 | R | 9.1 | 0.61 |  | 4.61 | 2.68 | 1.99 | 1.62 | 2.305 | 1.34 | 0.995 | 0.81 | 1.08 | 0.57 | 0.49 | 0.45 | 0.4 | 0.4
| Not Required |  | 0.6 < Smax ≤ 0.8 | R | 12.2 | 0.8 |  | 6.02 | 3.49 | 2.59 | 2.11 | 3.01 | 1.745 | 1.295 | 1.055 | 1.41 | 0.74 | 0.64 | 0.59 | 0.53 | 0.53
| Not Required |  | 0.6 < Smax ≤ 0.8 | R | 15.2 | 0.98 |  | 7.25 | 4.21 | 3.12 | 2.54 | 3.625 | 2.105 | 1.56 | 1.27 | 1.72 | 0.91 | 0.79 | 0.72 | 0.65 | 0.65
| Not Required |  | 0.6 < Smax ≤ 0.8 | R | 18.3 | 1.16 |  | 8.78 | 5.1 | 3.78 | 3.08 | 4.39 | 2.55 | 1.89 | 1.54 | 2.05 | 1.08 | 0.94 | 0.86 | 0.77 | 0.77
| Not Required |  | 0.6 < Smax ≤ 0.8 | R | 18.6192 | 1.1826 |  | 8.8773 | 5.154 | 3.8222 | 3.1133 | 4.4387 | 2.577 | 1.9111 | 1.5566 | 2.0849 | 1.0997 | 0.95475 | 0.87427 | 0.78301 | 0.78301
| Not Required |  | 0.6 < Smax ≤ 0.8 | R+1F | 0.001 | 0.59 |  | DR | 2.59 | 1.92 | 1.56 | 2.23 | 1.295 | 0.96 | 0.78 | 1.04 | 0.55 | 0.48 | 0.43 | 0.39 | 0.39
| Not Required |  | 0.6 < Smax ≤ 0.8 | R+1F | 3.1 | 0.59 |  | DR | 2.59 | 1.92 | 1.56 | 2.23 | 1.295 | 0.96 | 0.78 | 1.04 | 0.55 | 0.48 | 0.43 | 0.39 | 0.39
| Not Required |  | 0.6 < Smax ≤ 0.8 | R+1F | 6.1 | 0.98 |  | DR | 4.28 | 3.18 | 2.58 | 3.69 | 2.14 | 1.59 | 1.29 | 1.72 | 0.91 | 0.79 | 0.72 | 0.65 | 0.65
| Not Required |  | 0.6 < Smax ≤ 0.8 | R+1F | 9.1 | 1.36 |  | DR | 5.97 | 4.43 | 3.61 | 5.14 | 2.985 | 2.215 | 1.805 | 2.4 | 1.26 | 1.1 | 1 | 0.9 | 0.9
| Not Required |  | 0.6 < Smax ≤ 0.8 | R+1F | 12.2 | 1.76 |  | DR | 7.72 | 5.73 | 4.66 | 6.65 | 3.86 | 2.865 | 2.33 | 3.11 | 1.63 | 1.42 | 1.29 | 1.17 | 1.17
| Not Required |  | 0.6 < Smax ≤ 0.8 | R+1F | 15.2 | 2.15 |  | DR | 9.26 | 6.87 | 5.59 | 7.97 | 4.63 | 3.435 | 2.795 | 3.79 | 1.99 | 1.73 | 1.58 | 1.42 | 1.42
| Not Required |  | 0.6 < Smax ≤ 0.8 | R+1F | 18.3 | 2.55 |  | DR | 11.16 | 8.28 | 6.74 | 9.61 | 5.58 | 4.14 | 3.37 | 4.49 | 2.36 | 2.05 | 1.87 | 1.69 | 1.69
| Not Required |  | 0.6 < Smax ≤ 0.8 | R+1F | 18.6192 | 2.5897 |  | #N/A | 11.2803 | 8.3698 | 6.8127 | 9.7124 | 5.6402 | 4.1849 | 3.4063 | 4.5648 | 2.3962 | 2.0831 | 1.901 | 1.7153 | 1.7153
| Not Required |  | 0.6 < Smax ≤ 0.8 | R+2F | 0.001 | 0.93 |  | DR | DR | 3.03 | 2.46 | DR | 2.04 | 1.515 | 1.23 | 1.64 | 0.86 | 0.75 | 0.68 | 0.62 | 0.62
| Not Required |  | 0.6 < Smax ≤ 0.8 | R+2F | 3.1 | 0.93 |  | DR | DR | 3.03 | 2.46 | DR | 2.04 | 1.515 | 1.23 | 1.64 | 0.86 | 0.75 | 0.68 | 0.62 | 0.62
| Not Required |  | 0.6 < Smax ≤ 0.8 | R+2F | 6.1 | 1.52 |  | DR | DR | 4.95 | 4.03 | 5.75 | 3.34 | 2.475 | 2.015 | 2.69 | 1.41 | 1.23 | 1.12 | 1.01 | 1.01
| Not Required |  | 0.6 < Smax ≤ 0.8 | R+2F | 9.1 | 2.11 |  | DR | DR | 6.87 | 5.59 | 7.98 | 4.64 | 3.435 | 2.795 | 3.73 | 1.96 | 1.71 | 1.55 | 1.4 | 1.4
| Not Required |  | 0.6 < Smax ≤ 0.8 | R+2F | 12.2 | 2.72 |  | DR | 11.95 | 8.86 | 7.21 | 10.29 | 5.975 | 4.43 | 3.605 | 4.81 | 2.53 | 2.2 | 2 | 1.81 | 1.81
| Not Required |  | 0.6 < Smax ≤ 0.8 | R+2F | 15.2 | 3.32 |  | DR | 14.3 | 10.61 | 8.63 | 12.32 | 7.15 | 5.305 | 4.315 | 5.85 | 3.08 | 2.68 | 2.44 | 2.2 | 2.2
| Not Required |  | 0.6 < Smax ≤ 0.8 | R+2F | 18.3 | 3.93 |  | DR | 17.22 | 12.77 | 10.39 | 14.83 | 8.61 | 6.385 | 5.195 | 6.93 | 3.64 | 3.17 | 2.89 | 2.6 | 2.6
| Not Required |  | 0.6 < Smax ≤ 0.8 | R+2F | 18.6192 | 3.992 |  | #N/A | 17.4166 | 12.9064 | 10.5012 | 14.9847 | 8.702 | 6.4532 | 5.2506 | 7.0412 | 3.7026 | 3.2228 | 2.9355 | 2.6441 | 2.6441
| Required |  | 0.8 < Smax ≤ 1.2 | R | 0.001 | 0.38 |  | 2.83 | 1.65 | 1.22 | 0.99 | 1.415 | 0.825 | 0.61 | 0.495 | 0.66 | 0.35 | 0.3 | 0.28 | 0.25 | 0.25
| Required |  | 0.8 < Smax ≤ 1.2 | R | 3.1 | 0.38 |  | 2.83 | 1.65 | 1.22 | 0.99 | 1.415 | 0.825 | 0.61 | 0.495 | 0.66 | 0.35 | 0.3 | 0.28 | 0.25 | 0.25
| Required |  | 0.8 < Smax ≤ 1.2 | R | 6.1 | 0.65 |  | 4.88 | 2.83 | 2.1 | 1.71 | 2.44 | 1.415 | 1.05 | 0.855 | 1.14 | 0.6 | 0.52 | 0.47 | 0.43 | 0.43
| Required |  | 0.8 < Smax ≤ 1.2 | R | 9.1 | 0.92 |  | 6.92 | 4.02 | 2.98 | 2.42 | 3.46 | 2.01 | 1.49 | 1.21 | 1.62 | 0.85 | 0.74 | 0.67 | 0.61 | 0.61
| Required |  | 0.8 < Smax ≤ 1.2 | R | 12.2 | 1.2 |  | 9.03 | 5.24 | 3.89 | 3.16 | 4.515 | 2.62 | 1.945 | 1.58 | 2.11 | 1.11 | 0.96 | 0.88 | 0.79 | 0.79
| Required |  | 0.8 < Smax ≤ 1.2 | R | 15.2 | 1.47 |  | 10.88 | 6.32 | 4.69 | 3.81 | 5.44 | 3.16 | 2.345 | 1.905 | 2.59 | 1.36 | 1.18 | 1.08 | 0.97 | 0.97
| Required |  | 0.8 < Smax ≤ 1.2 | R | 18.3 | 1.75 |  | 13.18 | 7.65 | 5.67 | 4.62 | 6.59 | 3.825 | 2.835 | 2.31 | 3.08 | 1.62 | 1.41 | 1.28 | 1.16 | 1.16
| Required |  | 0.8 < Smax ≤ 1.2 | R | 18.6192 | 1.7784 |  | 13.3245 | 7.7345 | 5.7369 | 4.6678 | 6.6623 | 3.8672 | 2.8684 | 2.3339 | 3.1328 | 1.6461 | 1.4309 | 1.3029 | 1.1763 | 1.1763
| Required |  | 0.8 < Smax ≤ 1.2 | R+1F | 0.001 | 0.89 |  | DR | DR | 2.88 | 2.35 | DR | 1.95 | 1.44 | 1.175 | 1.56 | 0.82 | 0.71 | 0.65 | 0.59 | 0.59
| Required |  | 0.8 < Smax ≤ 1.2 | R+1F | 3.1 | 0.89 |  | DR | DR | 2.88 | 2.35 | DR | 1.95 | 1.44 | 1.175 | 1.56 | 0.82 | 0.71 | 0.65 | 0.59 | 0.59
| Required |  | 0.8 < Smax ≤ 1.2 | R+1F | 6.1 | 1.46 |  | DR | DR | 4.76 | 3.88 | 5.53 | 3.21 | 2.38 | 1.94 | 2.58 | 1.36 | 1.18 | 1.08 | 0.97 | 0.97
| Required |  | 0.8 < Smax ≤ 1.2 | R+1F | 9.1 | 2.04 |  | DR | 8.96 | 6.64 | 5.41 | 7.72 | 4.48 | 3.32 | 2.705 | 3.61 | 1.9 | 1.65 | 1.5 | 1.35 | 1.35
| Required |  | 0.8 < Smax ≤ 1.2 | R+1F | 12.2 | 2.64 |  | DR | 11.58 | 8.59 | 6.99 | 9.97 | 5.79 | 4.295 | 3.495 | 4.66 | 2.45 | 2.13 | 1.94 | 1.75 | 1.75
| Required |  | 0.8 < Smax ≤ 1.2 | R+1F | 15.2 | 3.22 |  | DR | 13.89 | 10.3 | 8.38 | 11.96 | 6.945 | 5.15 | 4.19 | 5.68 | 2.99 | 2.6 | 2.37 | 2.13 | 2.13
| Required |  | 0.8 < Smax ≤ 1.2 | R+1F | 18.3 | 3.82 |  | DR | 16.74 | 12.41 | 10.11 | 14.41 | 8.37 | 6.205 | 5.055 | 6.74 | 3.54 | 3.08 | 2.81 | 2.53 | 2.53
| Required |  | 0.8 < Smax ≤ 1.2 | R+1F | 18.6192 | 3.8795 |  | #N/A | 16.9167 | 12.5463 | 10.214 | 14.5631 | 8.4589 | 6.2731 | 5.107 | 6.8477 | 3.5997 | 3.1316 | 2.8544 | 2.5683 | 2.5683
| Required |  | 0.8 < Smax ≤ 1.2 | R+2F | 0.001 | 1.4 |  | DR | DR | DR | DR | DR | 3.06 | 2.27 | 1.85 | 2.46 | 1.3 | 1.13 | 1.03 | 0.93 | 0.93
| Required |  | 0.8 < Smax ≤ 1.2 | R+2F | 3.1 | 1.4 |  | DR | DR | DR | DR | DR | 3.06 | 2.27 | 1.85 | 2.46 | 1.3 | 1.13 | 1.03 | 0.93 | 0.93
| Required |  | 0.8 < Smax ≤ 1.2 | R+2F | 6.1 | 2.28 |  | DR | DR | DR | 6.04 | DR | 5.01 | 3.72 | 3.02 | 4.03 | 2.12 | 1.84 | 1.68 | 1.51 | 1.51
| Required |  | 0.8 < Smax ≤ 1.2 | R+2F | 9.1 | 3.17 |  | DR | DR | DR | 8.39 | DR | 6.95 | 5.16 | 4.195 | 5.59 | 2.94 | 2.56 | 2.33 | 2.1 | 2.1
| Required |  | 0.8 < Smax ≤ 1.2 | R+2F | 12.2 | 4.09 |  | DR | DR | DR | 10.82 | DR | 8.96 | 6.65 | 5.41 | 7.21 | 3.79 | 3.3 | 3.01 | 2.71 | 2.71
| Required |  | 0.8 < Smax ≤ 1.2 | R+2F | 15.2 | 4.97 |  | DR | DR | DR | 12.95 | DR | 10.73 | 7.96 | 6.475 | 8.78 | 4.61 | 4.01 | 3.66 | 3.3 | 3.3
| Required |  | 0.8 < Smax ≤ 1.2 | R+2F | 18.3 | 5.89 |  | DR | DR | DR | 15.59 | DR | 12.92 | 9.58 | 7.795 | 10.39 | 5.46 | 4.75 | 4.33 | 3.9 | 3.9
| Required |  | 0.8 < Smax ≤ 1.2 | R+2F | 18.6192 | 5.9832 |  | #N/A | #N/A | #N/A | 15.7536 | #N/A | 13.0561 | 9.6841 | 7.8782 | 10.5597 | 5.5465 | 4.8264 | 4.4014 | 3.9652 | 3.9652
| Not Required |  | 1.2 < Smax ≤ 1.6 | R | 0.001 | 0.5 |  | DR | 2.19 | 1.63 | 1.32 | 1.89 | 1.095 | 0.815 | 0.66 | 0.88 | 0.46 | 0.4 | 0.37 | 0.33 | 0.33
| Not Required |  | 1.2 < Smax ≤ 1.6 | R | 3.1 | 0.5 |  | DR | 2.19 | 1.63 | 1.32 | 1.89 | 1.095 | 0.815 | 0.66 | 0.88 | 0.46 | 0.4 | 0.37 | 0.33 | 0.33
| Not Required |  | 1.2 < Smax ≤ 1.6 | R | 6.1 | 0.86 |  | DR | 3.78 | 2.8 | 2.28 | 3.25 | 1.89 | 1.4 | 1.14 | 1.52 | 0.8 | 0.69 | 0.63 | 0.57 | 0.57
| Not Required |  | 1.2 < Smax ≤ 1.6 | R | 9.1 | 1.22 |  | DR | 5.36 | 3.67 | 3.23 | 4.61 | 2.68 | 1.835 | 1.615 | 2.16 | 1.13 | 0.99 | 0.9 | 0.81 | 0.81
| Not Required |  | 1.2 < Smax ≤ 1.6 | R | 12.2 | 1.59 |  | 12.03 | 6.99 | 5.18 | 4.22 | 6.015 | 3.495 | 2.59 | 2.11 | 2.81 | 1.48 | 1.29 | 1.17 | 1.06 | 1.06
| Not Required |  | 1.2 < Smax ≤ 1.6 | R | 15.2 | 1.95 |  | 14.51 | 8.43 | 6.25 | 5.09 | 7.255 | 4.215 | 3.125 | 2.545 | 3.45 | 1.81 | 1.58 | 1.44 | 1.3 | 1.3
| Not Required |  | 1.2 < Smax ≤ 1.6 | R | 18.3 | 2.33 |  | 17.57 | 10.2 | 7.57 | 6.16 | 8.785 | 5.1 | 3.785 | 3.08 | 4.11 | 2.16 | 1.88 | 1.71 | 1.54 | 1.54
| Not Required |  | 1.2 < Smax ≤ 1.6 | R | 18.6192 | 2.3643 |  | 17.7798 | 10.3164 | 7.6238 | 6.2296 | 8.8808 | 5.1582 | 3.8119 | 3.1148 | 4.1767 | 2.1946 | 1.9134 | 1.7392 | 1.5695 | 1.5695
| Not Required |  | 1.2 < Smax ≤ 1.6 | R+1F | 0.001 | 1.18 |  | DR | DR | DR | 3.13 | DR | 2.59 | 1.92 | 1.565 | 2.08 | 1.1 | 0.95 | 0.87 | 0.78 | 0.78
| Not Required |  | 1.2 < Smax ≤ 1.6 | R+1F | 3.1 | 1.18 |  | DR | DR | DR | 3.13 | DR | 2.59 | 1.92 | 1.565 | 2.08 | 1.1 | 0.95 | 0.87 | 0.78 | 0.78
| Not Required |  | 1.2 < Smax ≤ 1.6 | R+1F | 6.1 | 1.95 |  | DR | DR | DR | 5.17 | DR | 4.28 | 3.18 | 2.585 | 3.45 | 1.81 | 1.58 | 1.44 | 1.29 | 1.29
| Not Required |  | 1.2 < Smax ≤ 1.6 | R+1F | 9.1 | 2.72 |  | DR | DR | 8.86 | 7.21 | DR | 5.98 | 4.43 | 3.605 | 4.81 | 2.53 | 2.2 | 2 | 1.81 | 1.81
| Not Required |  | 1.2 < Smax ≤ 1.6 | R+1F | 12.2 | 3.52 |  | DR | DR | 11.45 | 9.32 | DR | 7.72 | 5.725 | 4.66 | 6.21 | 3.27 | 2.84 | 2.59 | 2.33 | 2.33
| Not Required |  | 1.2 < Smax ≤ 1.6 | R+1F | 15.2 | 4.29 |  | DR | DR | 13.73 | 11.18 | DR | 9.26 | 6.865 | 5.59 | 7.58 | 3.98 | 3.46 | 3.16 | 2.85 | 2.85
| Not Required |  | 1.2 < Smax ≤ 1.6 | R+1F | 18.3 | 5.09 |  | DR | DR | 16.55 | 13.47 | DR | 11.16 | 8.275 | 6.735 | 8.98 | 4.72 | 4.11 | 3.74 | 3.37 | 3.37
| Not Required |  | 1.2 < Smax ≤ 1.6 | R+1F | 18.6192 | 5.1707 |  | #N/A | #N/A | 16.7234 | 13.6164 | #N/A | 11.2812 | 8.364 | 6.8082 | 9.1276 | 4.7964 | 4.1736 | 3.8023 | 3.4282 | 3.4282
| Not Required |  | 1.2 < Smax ≤ 1.6 | R+2F | 0.001 | 1.86 |  | DR | DR | DR | DR | DR | DR | 3.03 | 2.47 | DR | 1.73 | 1.5 | 1.37 | 1.23 | 1.23
| Not Required |  | 1.2 < Smax ≤ 1.6 | R+2F | 3.1 | 1.86 |  | DR | DR | DR | DR | DR | DR | 3.03 | 2.47 | DR | 1.73 | 1.5 | 1.37 | 1.23 | 1.23
| Not Required |  | 1.2 < Smax ≤ 1.6 | R+2F | 6.1 | 3.05 |  | DR | DR | DR | DR | DR | DR | 4.95 | 4.03 | 5.37 | 2.82 | 2.46 | 2.24 | 2.02 | 2.02
| Not Required |  | 1.2 < Smax ≤ 1.6 | R+2F | 9.1 | 4.23 |  | DR | DR | DR | DR | DR | DR | 6.87 | 5.6 | 7.46 | 3.92 | 3.41 | 3.11 | 2.8 | 2.8
| Not Required |  | 1.2 < Smax ≤ 1.6 | R+2F | 12.2 | 5.45 |  | DR | DR | DR | DR | DR | 11.95 | 8.86 | 7.21 | 9.62 | 5.06 | 4.4 | 4.01 | 3.61 | 3.61
| Not Required |  | 1.2 < Smax ≤ 1.6 | R+2F | 15.2 | 6.63 |  | DR | DR | DR | DR | DR | 14.31 | 10.61 | 8.64 | 11.7 | 6.15 | 5.35 | 4.88 | 4.4 | 4.4
| Not Required |  | 1.2 < Smax ≤ 1.6 | R+2F | 18.3 | 7.85 |  | DR | DR | DR | DR | DR | 17.22 | 12.77 | 10.4 | 13.86 | 7.29 | 6.34 | 5.78 | 5.21 | 5.21
| Not Required |  | 1.2 < Smax ≤ 1.6 | R+2F | 18.6192 | 7.9774 |  | #N/A | #N/A | #N/A | #N/A | #N/A | 17.4199 | 12.9064 | 10.5094 | 14.082 | 7.4047 | 6.4408 | 5.8723 | 5.2932 | 5.2932
| Not Required |  | 1.6 < Smax ≤ 2.0 | R | 0.001 | 0.63 |  | DR | 2.74 | 2.03 | 1.66 | DR | 1.37 | 1.015 | 0.83 | 1.1 | 0.58 | 0.5 | 0.46 | 0.41 | 0.41
| Not Required |  | 1.6 < Smax ≤ 2.0 | R | 3.1 | 0.63 |  | DR | 2.74 | 2.03 | 1.66 | DR | 1.37 | 1.015 | 0.83 | 1.1 | 0.58 | 0.5 | 0.46 | 0.41 | 0.41
| Not Required |  | 1.6 < Smax ≤ 2.0 | R | 6.1 | 1.08 |  | DR | 4.72 | 3.5 | 2.85 | 4.07 | 2.36 | 1.75 | 1.425 | 1.9 | 1 | 0.87 | 0.79 | 0.71 | 0.71
| Not Required |  | 1.6 < Smax ≤ 2.0 | R | 9.1 | 1.53 |  | DR | 6.7 | 4.96 | 4.04 | 5.77 | 3.35 | 2.48 | 2.02 | 2.69 | 1.42 | 1.23 | 1.12 | 1.01 | 1.01
| Not Required |  | 1.6 < Smax ≤ 2.0 | R | 12.2 | 1.99 |  | DR | 8.74 | 6.48 | 5.27 | 7.52 | 4.37 | 3.24 | 2.635 | 3.52 | 1.85 | 1.61 | 1.47 | 1.32 | 1.32
| Not Required |  | 1.6 < Smax ≤ 2.0 | R | 15.2 | 2.44 |  | DR | 10.53 | 7.81 | 6.36 | 9.07 | 5.265 | 3.905 | 3.18 | 4.31 | 2.27 | 1.97 | 1.8 | 1.62 | 1.62
| Not Required |  | 1.6 < Smax ≤ 2.0 | R | 18.3 | 2.91 |  | DR | 12.75 | 9.46 | 7.7 | 10.98 | 6.375 | 4.73 | 3.85 | 5.13 | 2.7 | 2.35 | 2.14 | 1.93 | 1.93
| Not Required |  | 1.6 < Smax ≤ 2.0 | R | 18.6192 | 2.9547 |  | #N/A | 12.8929 | 9.5635 | 7.783 | 11.0967 | 6.4465 | 4.7818 | 3.8915 | 5.2168 | 2.7458 | 2.3881 | 2.1771 | 1.9619 | 1.9619
| Not Required |  | 1.6 < Smax ≤ 2.0 | R+1F | 0.001 | 1.48 |  | DR | DR | DR | DR | DR | DR | 2.4 | 1.96 | 2.61 | 1.37 | 1.19 | 1.09 | 0.98 | 0.98
| Not Required |  | 1.6 < Smax ≤ 2.0 | R+1F | 3.1 | 1.48 |  | DR | DR | DR | DR | DR | DR | 2.4 | 1.96 | 2.61 | 1.37 | 1.19 | 1.09 | 0.98 | 0.98
| Not Required |  | 1.6 < Smax ≤ 2.0 | R+1F | 6.1 | 2.44 |  | DR | DR | DR | DR | DR | 5.35 | 3.97 | 3.23 | 4.31 | 2.26 | 1.97 | 1.8 | 1.62 | 1.62
| Not Required |  | 1.6 < Smax ≤ 2.0 | R+1F | 9.1 | 3.41 |  | DR | DR | DR | DR | DR | 7.47 | 5.54 | 4.51 | 6.01 | 3.16 | 2.75 | 2.5 | 2.26 | 2.26
| Not Required |  | 1.6 < Smax ≤ 2.0 | R+1F | 12.2 | 4.4 |  | DR | DR | DR | 11.65 | DR | 9.65 | 7.16 | 5.825 | 7.77 | 4.08 | 3.55 | 3.24 | 2.92 | 2.92
| Not Required |  | 1.6 < Smax ≤ 2.0 | R+1F | 15.2 | 5.37 |  | DR | DR | DR | 13.97 | DR | 11.08 | 8.58 | 6.985 | 9.47 | 4.98 | 4.33 | 3.95 | 3.56 | 3.56
| Not Required |  | 1.6 < Smax ≤ 2.0 | R+1F | 18.3 | 6.36 |  | DR | DR | DR | 16.84 | DR | 13.95 | 10.35 | 8.42 | 11.23 | 5.9 | 5.13 | 4.68 | 4.22 | 4.22
| Not Required |  | 1.6 < Smax ≤ 2.0 | R+1F | 18.6192 | 6.4647 |  | #N/A | #N/A | #N/A | 17.0355 | #N/A | 13.8949 | 10.4593 | 8.5096 | 11.4099 | 5.9965 | 5.2147 | 4.7557 | 4.2885 | 4.2885
| Not Required |  | 1.6 < Smax ≤ 2.0 | R+2F | 0.001 | 2.33 |  | DR | DR | DR | DR | DR | DR | DR | 3.08 | DR | 2.16 | 1.88 | 1.71 | 1.54 | 1.54
| Not Required |  | 1.6 < Smax ≤ 2.0 | R+2F | 3.1 | 2.33 |  | DR | DR | DR | DR | DR | DR | DR | 3.08 | DR | 2.16 | 1.88 | 1.71 | 1.54 | 1.54
| Not Required |  | 1.6 < Smax ≤ 2.0 | R+2F | 6.1 | 3.81 |  | DR | DR | DR | DR | DR | DR | DR | 5.04 | DR | 3.53 | 3.07 | 2.8 | 2.52 | 2.52
| Not Required |  | 1.6 < Smax ≤ 2.0 | R+2F | 9.1 | 5.28 |  | DR | DR | DR | DR | DR | DR | 8.59 | 7 | DR | 4.9 | 4.26 | 3.89 | 3.5 | 3.5
| Not Required |  | 1.6 < Smax ≤ 2.0 | R+2F | 12.2 | 6.81 |  | DR | DR | DR | DR | DR | DR | 11.08 | 9.02 | 12.02 | 6.32 | 5.5 | 5.01 | 4.51 | 4.51
| Not Required |  | 1.6 < Smax ≤ 2.0 | R+2F | 15.2 | 8.29 |  | DR | DR | DR | DR | DR | DR | 13.26 | 11 | 14.63 | 7.69 | 6.69 | 6.1 | 5.49 | 5.49
| Not Required |  | 1.6 < Smax ≤ 2.0 | R+2F | 18.3 | 9.82 |  | DR | DR | DR | DR | DR | DR | 15.96 | 13 | 17.32 | 9.11 | 7.92 | 7.22 | 6.51 | 6.51
| Not Required |  | 1.6 < Smax ≤ 2.0 | R+2F | 18.6192 | 9.9746 |  | #N/A | #N/A | #N/A | #N/A | #N/A | #N/A | 16.128 | 13.2179 | 17.5985 | 9.2545 | 8.0483 | 7.3378 | 6.6105 | 6.6105
| Not Required |  | 2.0 < Smax ≤ 2.6 | R | 0.001 | 0.81 |  | DR | DR | 2.65 | 2.15 | 3.07 | 1.79 | 1.325 | 1.075 | 1.44 | 0.75 | 0.66 | 0.6 | 0.54 | 0.54
| Not Required |  | 2.0 < Smax ≤ 2.6 | R | 3.1 | 0.81 |  | DR | DR | 2.65 | 2.15 | 3.07 | 1.79 | 1.325 | 1.075 | 1.44 | 0.75 | 0.66 | 0.6 | 0.54 | 0.54
| Not Required |  | 2.0 < Smax ≤ 2.6 | R | 6.1 | 1.4 |  | DR | DR | 4.55 | 3.7 | 5.28 | 3.07 | 2.275 | 1.85 | 2.47 | 1.3 | 1.13 | 1.03 | 0.93 | 0.93
| Not Required |  | 2.0 < Smax ≤ 2.6 | R | 9.1 | 1.99 |  | DR | 8.7 | 6.45 | 5.25 | 7.5 | 4.35 | 3.225 | 2.625 | 3.5 | 1.84 | 1.6 | 1.46 | 1.32 | 1.32
| Not Required |  | 2.0 < Smax ≤ 2.6 | R | 12.2 | 2.59 |  | DR | 11.36 | 8.42 | 6.86 | 9.78 | 5.68 | 4.21 | 3.43 | 4.57 | 2.4 | 2.09 | 1.9 | 1.72 | 1.72
| Not Required |  | 2.0 < Smax ≤ 2.6 | R | 15.2 | 3.18 |  | DR | 13.69 | 10.15 | 8.27 | 11.79 | 6.845 | 5.075 | 4.135 | 5.6 | 2.95 | 2.56 | 2.34 | 2.11 | 2.11
| Not Required |  | 2.0 < Smax ≤ 2.6 | R | 18.3 | 3.78 |  | DR | 16.58 | 12.3 | 10.01 | 14.28 | 8.29 | 6.15 | 5.005 | 6.67 | 3.51 | 3.05 | 2.78 | 2.51 | 2.51
| Not Required |  | 2.0 < Smax ≤ 2.6 | R | 18.6192 | 3.8455 |  | #N/A | 16.7581 | 12.4295 | 10.1226 | 14.4363 | 8.3793 | 6.2147 | 5.0613 | 6.778 | 3.5683 | 3.0988 | 2.8263 | 2.5523 | 2.5523
| Not Required |  | 2.0 < Smax ≤ 2.6 | R+1F | 0.001 | 1.92 |  | DR | DR | DR | DR | DR | DR | DR | 2.54 | DR | 1.78 | 1.55 | 1.41 | 1.27 | 1.27
| Not Required |  | 2.0 < Smax ≤ 2.6 | R+1F | 3.1 | 1.92 |  | DR | DR | DR | DR | DR | DR | DR | 2.54 | DR | 1.78 | 1.55 | 1.41 | 1.27 | 1.27
| Not Required |  | 2.0 < Smax ≤ 2.6 | R+1F | 6.1 | 3.17 |  | DR | DR | DR | DR | DR | DR | 5.16 | 4.2 | 5.6 | 2.94 | 2.56 | 2.33 | 2.1 | 2.1
| Not Required |  | 2.0 < Smax ≤ 2.6 | R+1F | 9.1 | 4.43 |  | DR | DR | DR | DR | DR | DR | 7.2 | 5.86 | 7.81 | 4.11 | 3.57 | 3.26 | 2.93 | 2.93
| Not Required |  | 2.0 < Smax ≤ 2.6 | R+1F | 12.2 | 5.72 |  | DR | DR | DR | DR | DR | DR | 9.31 | 7.58 | 10.1 | 5.31 | 4.62 | 4.21 | 3.79 | 3.79
| Not Required |  | 2.0 < Smax ≤ 2.6 | R+1F | 15.2 | 6.98 |  | DR | DR | DR | DR | DR | 15.05 | 11.16 | 9.58 | 12.31 | 6.47 | 5.63 | 5.13 | 4.62 | 4.62
| Not Required |  | 2.0 < Smax ≤ 2.6 | R+1F | 18.3 | 8.27 |  | DR | DR | DR | DR | DR | 18.14 | 13.45 | 10.95 | 14.6 | 7.67 | 6.67 | 6.08 | 5.48 | 5.48
| Not Required |  | 2.0 < Smax ≤ 2.6 | R+1F | 18.6192 | 8.4054 |  | #N/A | #N/A | #N/A | #N/A | #N/A | 18.4582 | 13.5928 | 11.2623 | 14.8342 | 7.7957 | 6.7802 | 6.1807 | 5.5676 | 5.5676
| Not Required |  | 2.0 < Smax ≤ 2.6 | R+2F | 0.001 | 3.03 |  | DR | DR | DR | DR | DR | DR | DR | DR | DR | 2.81 | 2.44 | 2.23 | 2.01 | 2.01
| Not Required |  | 2.0 < Smax ≤ 2.6 | R+2F | 3.1 | 3.03 |  | DR | DR | DR | DR | DR | DR | DR | DR | DR | 2.81 | 2.44 | 2.23 | 2.01 | 2.01
| Not Required |  | 2.0 < Smax ≤ 2.6 | R+2F | 6.1 | 4.95 |  | DR | DR | DR | DR | DR | DR | DR | DR | DR | 4.59 | 3.99 | 3.64 | 3.28 | 3.28
| Not Required |  | 2.0 < Smax ≤ 2.6 | R+2F | 9.1 | 6.87 |  | DR | DR | DR | DR | DR | DR | DR | 9.09 | DR | 6.37 | 5.54 | 5.05 | 4.55 | 4.55
| Not Required |  | 2.0 < Smax ≤ 2.6 | R+2F | 12.2 | 8.86 |  | DR | DR | DR | DR | DR | DR | DR | 11.72 | DR | 8.22 | 7.14 | 6.51 | 5.87 | 5.87
| Not Required |  | 2.0 < Smax ≤ 2.6 | R+2F | 15.2 | 10.78 |  | DR | DR | DR | DR | DR | DR | DR | 14.03 | DR | 10 | 8.69 | 7.92 | 7.14 | 7.14
| Not Required |  | 2.0 < Smax ≤ 2.6 | R+2F | 18.3 | 12.76 |  | DR | DR | DR | DR | DR | DR | DR | 16.89 | DR | 11.84 | 10.3 | 9.38 | 8.46 | 8.46
| Not Required |  | 2.0 < Smax ≤ 2.6 | R+2F | 18.6192 | 12.9672 |  | #N/A | #N/A | #N/A | #N/A | #N/A | #N/A | #N/A | 17.0663 | #N/A | 12.0309 | 10.4608 | 9.5292 | 8.5929 | 8.5929
¦ Permit/File Number: Building Permit 123567 ¦ Calculations completed by: Tim - info@part9bracing.ca ¦
<End of Sheet (BCBC Unadjusted Lengths (S)>

## (BCBC) Adjustment Factors (Alt) (hidden)
| Part 9 Bracing Calculator |  |  |  |  | beta_1.043
For Design, Compliance and Construction
ReadMe | BCBC: Table 9.23.13.7.-B and Table 9.23.13.7.-D Adjustment Factors for Wind and Seismic Forces
NOTE: Contents of the following tables, including descriptions and values, have been edited from the original BCBC content with the intention to aid in calculator and user ease of understanding. While every effort has been made to maintain code logic and intent, please review direct code content for critital elements with your use. Some values (highlighted in purple) have been referenced from updated values of the NBC2025.
Copyright (c) Province of British Columbia. All rights reserved. Reproduced with permission of the Province of British Columbia.
Alternative Coefficients
Table A-9.23.13.7.(3)-A
Seismic Related Coefficients
| Building dimension ¦¦ to Band (m) | Cwalls (1) | Croof
| 0.001 | 0.38 | 0.09
| 3.1 | 0.38 | 0.09
| 6.1 | 0.6 | 0.17
| 9.1 | 0.83 | 0.26
| 12.2 | 1.06 | 0.35
| 15.5 | 1.29 | 0.43
| 18.3 | 1.52 | 0.52
| 18.6192 | 1.5357 | 0.52565
(1)interpolation permitted
Wind/Seismic-related Framing Adjustment Factors
| Reference Framing Type | Table A-9.23.3.5.-C
|  | K(W) frame | K(S) frame | kN/m
| GWB-O |  |  | 0.61
| GWB-A | 2.85 | 4.28 | 1.15
| GWB-B | 1.65 | 2.48 | 1.98
| GWB-C | 1.23 | 1.84 | 2.67
| GWB-D | 1 | 1.5 | 3.28
| GWB-A-2 | 1.425 | 2.14 | 2.3
| GWB-B-2 | 0.825 | 1.24 | 3.96
| GWB-C-2 | 0.615 | 0.92 | 5.34
| GWB-D-2 | 0.5 | 0.75 | 6.56
| GWB-E |  |  |  | Not in Part 9 as RFT
| GWB-F |  |  |  | Not in Part 9 as RFT
| GWB-G |  |  |  | Not in Part 9 as RFT
| GWB-H |  |  |  | Not in Part 9 as RFT
| WSP-A | 1 | 1 | 3.28
| WSP-B | 0.53 | 0.53 | 6.22
| WSP-C | 0.46 | 0.46 | 7.15
| WSP-D | 0.42 | 0.42 | 7.85
| WSP-E | 0.38 | 0.38 | 8.71
| WSP-F |  |  |  | Not in Part 9 as RFT
| DWB | 0.57 | 0.57
| CFW-FH | 0.38 | 0.38 | 8.71 | Based on WSP-E
Braced Storey Coefficient for Wind/Seismic
|  |  | A-9.23.13.7.(3) | A-9.23.13.7.(4)
| Storey | Abbreviation | C(W) storey | C(S) storey
| Roof Only | R | 3.84 | 1
| Roof plus 1 Floor | R+1F | 7.89 | 3
| Roof plus 2 Floors | R+2F | 11.93 | 5

## (Keep) Sheet1 (hidden)
Reference Framign Type | GWB-O | N/A
| GWB-A | N/A
| GWB-B | N/A
| GWB-C | N/A
| GWB-D | N/A
| GWB-A-2 | N/A
| GWB-B-2 | N/A
| GWB-C-2 | N/A
| GWB-D-2 | N/A
N/A
N/A
N/A
N/A
| WSP-A | Optional
| WSP-B | Optional
| WSP-C | Optional
| WSP-D | Optional
| WSP-E | Optional
| #REF! | Optional
Optional
Optional
Optional
Optional
Optional
DWB
CFW-FH
Band Materials | Concrete | N/A | Full height concrete, no wood-based bracing required. See BCBC
| Wood | Optional | Construction requirements matched to Band above. See BCBC9.23.13.8.(2)(c)(ii) and (3)(a).
| Conc./Wood | Optional | Construction requirements matched to Band above. Note that 8' (2.4m) of continuous full height concrete can provide enough bracing for Band. See BCBC9.23.13.9.

## (BCBC) Adjustment Factors (hidden)
| Part 9 Bracing Calculator |  |  |  |  | beta_1.043
For Design, Compliance and Construction
ReadMe | BCBC: Table 9.23.13.7.-B and Table 9.23.13.7.-D Adjustment Factors for Wind and Seismic Forces
NOTE: Contents of the following tables, including descriptions and values, have been edited from the original BCBC content with the intention to aid in calculator and user ease of understanding. While every effort has been made to maintain code logic and intent, please review direct code content for critital elements with your use.
Copyright (c) Province of British Columbia. All rights reserved. Reproduced with permission of the Province of British Columbia.
BCBC Table 9.23.13.7.-B
Adjustment Factors for the Determination of Minimum Total Braced Wall Panel Lengths for Wind Forming Part of Sentence 9.23.13.7.(3)
| Name | Symbol | Description | Braced Storey | Condition | Adjustment Factor
| Exposure Factor | K(W) exp | Apply factor to all Storeys for Bracing in both orthogonal directions | All storeys | Rough terrain | 1
|  |  |  | All storeys in 1 – storey building | Open terrain | 1.29
|  |  |  | All storeys in 2 – storey building |  | 1.4
|  |  |  | All storeys in 3 – storey building |  | 1.48
| Eave-to-Ridge Roof Height | K(W) roof | Apply factor separately to each Braced Storey | Storey supporting Roof only | 0.01 | 0.52
[5 empty] | 1.5 | 0.52
[5 empty] | 3 | 1
[5 empty] | 4.5 | 1.58
[5 empty] | 6 | 1.99
[5 empty] | 6 | 1.99
|  |  |  | Storey supporting Roof plus 1 Floor | 0.01 | 0.79
[5 empty] | 1.5 | 0.79
[5 empty] | 3 | 1
[5 empty] | 4.5 | 1.26
[5 empty] | 6 | 1.47
[5 empty] | 6 | 1.47
|  |  |  | Storey supporting Roof plus 2 Floors | 0.01 | 0.87
[5 empty] | 1.5 | 0.87
[5 empty] | 3 | 1
[5 empty] | 4.5 | 1.16
[5 empty] | 6 | 1.31
[5 empty] | 6 | 1.31
| Average Band Spacing | K(W) spacing | Apply factor to all Bands per orthogonal direction | Any storey | 0.01 | 0.51
[5 empty] | 3.8 | 0.51
[5 empty] | 7.6 | 1
[5 empty] | 10.6 | 1.35
|  |  |  | Basement/Crawlspace | 15 | 1.86
| Number of Bands | K(W) number | Apply factor to all Bands per orthogonal direction | Any storey | 2 | 1
[5 empty] | 3 | 1.28
[5 empty] | 4 | 1.38
[5 empty] | 5 | 1.43
[5 empty] | 6 | 1.43
[5 empty] | 7 | 1.43
[5 empty] | 8 | 1.43
[5 empty] | 9 | 1.43
[5 empty] | 10 | 1.43
| Interior/Reverse Gypsum | K(W) gyp | Interior gypsum board: apply factor in accordance with whether gypsum board is installed or ommited on interior side of Panels | Any storey |  | 1
[5 empty] | Installed | 1
[5 empty] | Omitted, blocked wall | 1.2
[5 empty] | Omitted, unblocked wall | 1.4
| Sheathing Continuity | K(W) sheath | Intermittent/Continuous Sheathing: apply factor in accordance with continuity of sheathing between Panels within a Band | Any storey | Continuously sheathed | 1
[5 empty] | Intermittently sheathed | 1.15
BCBC Table 9.23.13.7.-D
Adjustment Factors for the Determination of Minimum Total Braced Wall Panel Lengths for Seismic Forming Part of Sentence 9.23.13.7.(4)
| Name | Symbol | Description | Braced Storey | Condition | Adjustment Factor
| Weight of Construction | K(S) weight | Normal-weight construction: Apply to all Storeys for Bracing | Any storey | All | 1
|  |  | Heavyweight Construction: Apply factor corresponding to Building Plan Dimension Parallel to Band, for each Braced Storey | Storey supporting Roof only | 0.001 | 1.72
[5 empty] | 3.1 | 1.72
[5 empty] | 6.1 | 1.54
[5 empty] | 9.1 | 1.46
[5 empty] | 12.2 | 1.42
[5 empty] | 15.2 | 1.39
[5 empty] | 18.3 | 1.38
[5 empty] | 18.6192 | 1.38
|  |  |  | Storey supporting Roof plus 1 Floor | 0.001 | 1.92
[5 empty] | 3.1 | 1.92
[5 empty] | 6.1 | 1.71
[5 empty] | 9.1 | 1.62
[5 empty] | 12.2 | 1.57
[5 empty] | 15.2 | 1.54
[5 empty] | 18.3 | 1.51
[5 empty] | 18.6192 | 1.51
|  |  |  | Storey supporting Roof plus 2 Floors | 0.001 | 1.97
[5 empty] | 3.1 | 1.97
[5 empty] | 6.1 | 1.76
[5 empty] | 9.1 | 1.67
[5 empty] | 12.2 | 1.61
[5 empty] | 15.2 | 1.58
[5 empty] | 18.3 | 1.56
[5 empty] | 18.6192 | 1.56
| Roof Snow Load | K(S) snow | For snow load specific to Location | Storey supporting Roof only | 0.001 | 1
[5 empty] | 2 | 1
[5 empty] | 3 | 1.2
[5 empty] | 4 | 1.4
[5 empty] | 5 | 1.6
[5 empty] | 6 | 1.8
|  |  |  | Storey supporting Roof plus 1 Floor | 0.001 | 1
[5 empty] | 2 | 1
[5 empty] | 3 | 1.1
[5 empty] | 4 | 1.2
[5 empty] | 5 | 1.3
[5 empty] | 6 | 1.4
|  |  |  | Storey supporting Roof plus 2 Floors | 0.001 | 1
[5 empty] | 2 | 1
[5 empty] | 3 | 1.06
[5 empty] | 4 | 1.1
[5 empty] | 5 | 1.2
[5 empty] | 6 | 1.24
| Average Band Spacing | K(S) spacing | Apply factor to all Bands(?) per orthogonal direction | Any storey | 0.001 | 0.6
[5 empty] | 3.8 | 0.6
[5 empty] | 7.6 | 1
[5 empty] | 10.6 | 1.35
|  |  |  | Basement/Crawlspace | 15 | 1.9
| Number of Bands | K(S) number | Apply factor to all Bands per orthogonal direction | Any storey | 2 | 1
[5 empty] | 3 | 1.33
[5 empty] | 4 | 1.5
[5 empty] | 5 | 1.6
[5 empty] | 6 | 1.6
[5 empty] | 7 | 1.6
[5 empty] | 8 | 1.6
[5 empty] | 9 | 1.6
[5 empty] | 10 | 1.6
| Interior/Reverse Gypsum | K(S) gyp | Interior/Reverse gypsum board: apply factor to Band in accordance with whether gypsum board is installed or ommited on interior side of Panels | Any storey | N/A | 1
[5 empty] | Installed | 1
[5 empty] | Omitted, blocked wall | 1.2
[5 empty] | Omitted, unblocked wall | 1.4
| Sheathing Continuity | K(S) sheath | Intermittent/Continuous Sheathing: apply factor to Band in accordance with continuity of sheathing between Panels within a Band | Any storey | Continuously wood-sheathed | 1
[5 empty] | Intermittently sheathed | 1.15
|  |  | Masonry veneer half storey above foundation: apply factor corresponding to one building face (or two building faces) |  |  | 1 | 1
[6 empty] | One Face | Two Faces
|  |  | Masonry veneer cladding perpendicular to braced wall | Storey supporting roof only | 0.001
|  |  | band, fully clad: (3) apply factor corresponding to Lwl for one building face (or two building faces) |  | 3.1 | 1.54 | 2.13
[5 empty] | 6.1 | 1.3 | 1.64
[5 empty] | 9.1 | 1.21 | 1.45
[5 empty] | 12.2 | 1.15 | 1.34
[5 empty] | 15.2 | 1.12 | 1.28
[5 empty] | 18.3 | 1.1 | 1.23
18.6192
|  |  |  | Storey supporting Roof plus 1 Floor | 0.001
[5 empty] | 3.1 | 1.69 | 2.43
[5 empty] | 6.1 | 1.4 | 1.85
[5 empty] | 9.1 | 1.28 | 1.6
[5 empty] | 12.2 | 1.21 | 1.46
[5 empty] | 15.2 | 1.17 | 1.38
[5 empty] | 18.3 | 1.14 | 1.31
18.6192
|  |  |  | Storey supporting Roof plus 2 Floors | 0.001
[5 empty] | 3.1 | 1.73 | 2.51
[5 empty] | 6.1 | 1.43 | 1.91
[5 empty] | 9.1 | 1.3 | 1.65
[5 empty] | 12.2 | 1.22 | 1.5
[5 empty] | 15.2 | 1.18 | 1.41
[5 empty] | 18.3 | 1.15 | 1.33
18.6192
|  |  | Masonry veneer cladding perpendicular to braced wall | Storey supporting roof only | 0.001 | 1.23 | 1.52
|  |  | band, partially clad: (3) apply factor corresponding to Lwl for one building face (or two building faces) |  | 3.1 | 1.13 | 1.29
[5 empty] | 6.1 | 1.08 | 1.2
[5 empty] | 9.1 | 1.06 | 1.15
[5 empty] | 12.2 | 1.04 | 1.12
[5 empty] | 15.2 | 1.03 | 1.09
18.3
18.6192
|  |  |  | Storey supporting Roof plus 1 Floor | 0.001
[5 empty] | 3.1 | 1.3 | 1.66
[5 empty] | 6.1 | 1.17 | 1.39
[5 empty] | 9.1 | 1.11 | 1.27
[5 empty] | 12.2 | 1.08 | 1.2
[5 empty] | 15.2 | 1.06 | 1.16
[5 empty] | 18.3 | 1.05 | 1.13
18.6192
|  |  |  | Storey supporting Roof plus 2 Floors | 0.001
[5 empty] | 3.1 | 1.31 | 1.7
[5 empty] | 6.1 | 1.18 | 1.42
[5 empty] | 9.1 | 1.12 | 1.29
[5 empty] | 12.2 | 1.08 | 1.21
[5 empty] | 15.2 | 1.07 | 1.17
[5 empty] | 18.3 | 1.05 | 1.14
18.6192
|  |  | stone up to hald |  |  | 1 | 1
[6 empty] | One Face | Two Faces
|  |  |  | Storey supporting roof only | 0.001
3.1
6.1
9.1
12.2
15.2
18.3
18.6192
|  |  |  | Storey supporting Roof plus 1 Floor | 0.001
3.1
6.1
9.1
12.2
15.2
18.3
18.6192
|  |  |  | Storey supporting Roof plus 2 Floors | 0.001
3.1
6.1
9.1
12.2
15.2
18.3
18.6192
|  |  |  | Storey supporting roof only | 0.001
3.1
6.1
9.1
12.2
15.2
18.3
18.6192
|  |  |  | Storey supporting Roof plus 1 Floor | 0.001
3.1
6.1
9.1
12.2
15.2
18.3
18.6192
|  |  |  | Storey supporting Roof plus 2 Floors | 0.001
3.1
6.1
9.1
12.2
15.2
[5 empty] | 18.3 | 1.05 | 1.14
18.6192

## (M) Builder Preferences (hidden)
Builder Preferences | Drop Down Options | Length |  | Diameter |  | Notes
|  | (mm) | (in) | (mm) | (in)
Anchor Bolts (Diameter) | 1/2" |  |  |  |  | Minimum 4" (100mm) embed into foundation required
Framing Nails | 3 1/4" x 0.120" (Std Strip/Coil) | 82 | 3.25 | 3.048 | 0.12 | Shorter nails are accepable in some scenarios, however this is easiest
Wood-based Braced Wall Panel Sheathing Nails | 2 1/2" x 0.113" (Std Strip/Coil) | 63 | 2.5 | 2.8702 | 0.113 | Shorter nails are accepable in some scenarios, however this is easiest
Gysum-based Braced Wall Panel Sheathing Fasteners | Type W Drywall Screws |  |  |  |  | Minimum 3/4" (20mm) penetration into framing required
Wood-based Subfloor Sheathing Fasteners | Screws
Wood-based Roof Sheathing Fasteners | Same as BWP nails
Builder Preferences | Drop Down Options | Length |  | Diameter |  | Notes
|  | (mm) | (in) | (mm) | (in)
Anchor Bolts | 1/2"
5/8"
Framing Nails | 3 1/4" x 0.113" (Strip/Coil) | 82 | 3.25 | 2.8702 | 0.113
| 3 1/4" x 0.120" (Std Strip/Coil) | 82 | 3.25 | 3.048 | 0.12
| 3 1/4" x 0.131" (Strip/Coil) | 82 | 3.25 | 3.3274 | 0.131
| 3 1/4" x 0.148" (Strip/Coil) | 82 | 3.25 | 3.7592 | 0.148
| 3 1/4" x 0.144" (Common) | 82 | 3.25 | 3.66 | 0.14409
Wood Based BWP Sheathing Nails | 2 1/2" x 0.099" (Strip/Coil) | 63 | 2.5 | 2.5146 | 0.099
| 2 1/2" x 0.113" (Std Strip/Coil) | 63 | 2.5 | 2.8702 | 0.113
| 2 1/2" x 0.120" (Strip/Coil) | 63 | 2.5 | 3.048 | 0.12
| 2 1/2" x 0.131" (Strip/Coil) | 63 | 2.5 | 3.3274 | 0.131
| 2 1/2" x 0.148" (Strip/Coil) | 63 | 2.5 | 3.7592 | 0.148
| 2 1/2" x 0.144" (Common) | 63 | 2.4803 |  | 0.144
Wood Based Sheathing Fasteners (not in BWPs) | Same as BWP nails
Common/Spiral Nails
Ring Thread Nails
Screws
Staples (14g)
Gypsum Wall Sheathing Fasteners | Type W Drywall Screws
Ring Thread Nails
Subfloor Sheathing Fasteners | Same as BWP nails
Common/Spiral Nails
Ring Thread Nails
Screws
Staples (14g)
Roof Sheathing Fasteners | Same as BWP nails
Common/Spiral Nails
Ring Thread Nails
Screws
Staples (14g)

## Orthogonal Setback Walls (hidden)
Orthogonal Setback Walls | [7 empty] | Setback Walls
[5 empty] | Drop Down Option |  | ACB | Yes
| ABC Direction |  | 123 Direction |  | ABC Direction | 123 Direction | 123 | No
| Yes_ABC | No_ABC | Yes_123 | No_123 | A | 1
| A | A | 1 | 1 | Ai | 2
| Ai | B | 1i | 2 | B | 3
| B | C | 2 | 3 | Bi | 4
| Bi | D | 2i | 4 | C | 5
| C | E | 3 | 5 | Ci | 6
| Ci | F | 3i | 6 | D | 7
| D | G | 4 | 7 | Di | 8
| Di | H | 4i | 8 | E | 9
| E | I | 5 | 9 | Ei | 10
| Ei | J | 5i | 10 | F
| F |  | 6 |  | Fi
| Fi |  | 6i |  | G
| G |  | 7 |  | Gi
| Gi |  | 7i |  | H
| H |  | 8 |  | Hi
| Hi |  | 8i |  | I
| I |  | 9 |  | Ii
| Ii |  | 9i |  | J
| J |  | 10

## BCS Matrix Tables (hidden)
Braced Storey above B/CS designed as a Relaxed Braced Storey
Number of wood-framed floors? | Braced Storey above B/CS:
1 | R
2 | R+1F
3 | R+2F
Braced Storey above B/CS:
N/A
Interior Basement/Crawlspace Required by material | i thikn this can be teh role of teh designer, add as a note
| A |  | #N/A
| B |  | #N/A
| C |  | #N/A
| D |  | #N/A
| E |  | #N/A
F
G
H
I
J
| 1 |  | #N/A
| 2 |  | #N/A
| 3 |  | #N/A
| 4 |  | #N/A
| 5 |  | #N/A
6
7
8
9
10
basement/crwalspace interior walls spacing
| Bands Referenced ABC |  |  |  | Bands Reference 123
Braced Storey above B/CS designed as a Relaxed Braced Storey | Number of Bands | Distance between end bands | Number of inter required | Int required? | Number of Bands | Distance between end bands | Interior Spacing | Int required?
R | 4 | 6.8834 | 0 | No | 5 | 17.6022 | 1 | Yes
R+1F | 4 | 6.8834 | 0 | No | 57 | 17.6022 | 1 | Yes
R+2F | 4 | 6.8834 | 0 | No | 14.4375 | 17.6022 | 1 | Yes
Based on my building is an interior b/cs interior wall required for spacing?
Floor Above | ABC | No | 0
| 123 | No | 0
Exterior Cripple Walls based on storey above B/CS |  | Tables | [6 empty] | Alternative
band id |  | m required above | ft req | m required for cripple wall | ft req |  |  |  | m required above | ft req | m required for cripple wall | ft req
N/A | A | #N/A | #N/A | #N/A | #N/A |  |  |  | #N/A | #N/A | #N/A | #N/A
N/A | B | #N/A | #N/A | #N/A | #N/A |  |  |  | #N/A | #N/A | #N/A | #N/A
N/A | C | #N/A | #N/A | #N/A | #N/A |  |  |  | #N/A | #N/A | #N/A | #N/A
N/A | D | #N/A | #N/A | #N/A | #N/A |  |  |  | #N/A | #N/A | #N/A | #N/A
N/A | E | #N/A | #N/A | #N/A | #N/A |  |  |  | #N/A | #N/A | #N/A | #N/A
N/A | F | #N/A | #N/A | #N/A | #N/A |  |  |  | #N/A | #N/A | #N/A | #N/A
N/A | G | #N/A | #N/A | #N/A | #N/A |  |  |  | #N/A | #N/A | #N/A | #N/A
N/A | H | #N/A | #N/A | #N/A | #N/A |  |  |  | #N/A | #N/A | #N/A | #N/A
N/A | I | #N/A | #N/A | #N/A | #N/A |  |  |  | #N/A | #N/A | #N/A | #N/A
N/A | J | #N/A | #N/A | #N/A | #N/A |  |  |  | #N/A | #N/A | #N/A | #N/A
N/A | 1 | #N/A | #N/A | #N/A | #N/A |  |  |  | #N/A | #N/A | #N/A | #N/A
N/A | 2 | #N/A | #N/A | #N/A | #N/A |  |  |  | #N/A | #N/A | #N/A | #N/A
N/A | 3 | #N/A | #N/A | #N/A | #N/A |  |  |  | #N/A | #N/A | #N/A | #N/A
N/A | 4 | #N/A | #N/A | #N/A | #N/A |  |  |  | #N/A | #N/A | #N/A | #N/A
N/A | 5 | #N/A | #N/A | #N/A | #N/A |  |  |  | #N/A | #N/A | #N/A | #N/A
N/A | 6 | #N/A | #N/A | #N/A | #N/A |  |  |  | #N/A | #N/A | #N/A | #N/A
N/A | 7 | #N/A | #N/A | #N/A | #N/A |  |  |  | #N/A | #N/A | #N/A | #N/A
N/A | 8 | #N/A | #N/A | #N/A | #N/A |  |  |  | #N/A | #N/A | #N/A | #N/A
N/A | 9 | #N/A | #N/A | #N/A | #N/A |  |  |  | #N/A | #N/A | #N/A | #N/A
N/A | 10 | #N/A | #N/A | #N/A | #N/A |  |  |  | #N/A | #N/A | #N/A | #N/A
Band Material Matrix
Band ID |  | RFT | Material
#REF! | #REF! | #REF! | #REF!
#REF! | #REF! | #REF! | #REF!
#REF! | #REF! | #REF! | #REF!
#REF! | #REF! | #REF! | #REF!
#REF! | #REF! | #REF! | #REF!
#REF! | #REF! | #REF! | #REF!
#REF! | #REF! | #REF! | #REF!
#REF! | #REF! | #REF! | #REF!
#REF! | #REF! | #REF! | #REF!
#REF! | #REF! | #REF! | #REF!
#REF! | #REF! | #REF! | #REF!
#REF! | #REF! | #REF! | #REF!
#REF! | #REF! | #REF! | #REF!
#REF! | #REF! | #REF! | #REF!
#REF! | #REF! | #REF! | #REF!
#REF! | #REF! | #REF! | #REF!
#REF! | #REF! | #REF! | #REF!
#REF! | #REF! | #REF! | #REF!
#REF! | #REF! | #REF! | #REF!
#REF! | #REF! | #REF! | #REF!
#REF! | #REF! | #REF! | #REF!
#REF! | #REF! | #REF! | #REF!
#REF! | #REF! | #REF! | #REF!
#REF! | #REF! | #REF! | #REF!
#REF! | #REF! | #REF! | #REF!
#REF! | #REF! | #REF! | #REF!
#REF! | #REF! | #REF! | #REF!
#REF! | #REF! | #REF! | #REF!
#REF! | #REF! | #REF! | #REF!
#REF! | #REF! | #REF! | #REF!
Interior
Exterior
Interior/Exterior
No Full Height Concrete
Full Height Concrete less than 2.4m
Full Height Concrete more than 2.4m
Yes
No
Partially
| Total distance between centerlines of Vertical Axis end bands |  | Total distance between centerlines of Horizontal Axis end bands
| (ft) | (m) | (ft) | (m)
r | 22.5833 |  | 57.75
r+1f | 22.5833 |  | 57.75
r+2f | 22.5833 |  | 57.75

## (BCBC) BWP Construction (hidden)
Table 9.23.3.5.-C
Minimum Specififications for Braced Wall Panel Construction and Fasteners
Reference Framing Type | Panel Construction |  |  |  | Code Table Fastener Requirements | [17 empty] | Fastener Requirements based on Builder Preferences
[5 empty] | Nails | [8 empty] | Screws | [8 empty] | Nails or Screws
| Sheathing | Horizontal Blocking | Maximum Stud Spacing |  | Fastener Details |  |  |  |  | Spacing |  |  |  | Fastener Details |  |  |  |  | Spacing |  |  |  | Fastener Details |  |  | Spacing |  | Nearest 1/8
[5 empty] | Type | Length |  | Dia. |  | Edges |  | Field |  | Type | Length |  | Dia. |  | Edges |  | Field |  | Type | Length | Dia. | Edges | Field | Edges | Field | Notes
|  |  | (mm) | (in) |  | (mm) | (in) | (mm) | (in) | (mm) | (in) | (mm) | (in) |  | (mm) | (in) | (mm) | (in) | (mm) | (in) | (mm) | (in) |  | (in) | (in) | (in) | (in) | (in) | (in)
GWB-O | 1/2" gypsum board | - | 600 | 24 | Ring Thread Nails | 20 (pen.) | 3/4" (pen.) | 2.48 | 0.097638 | 200 | 8 | 300 | 12 | Type W Drywall Screws | 20 (pen.) | 3/4" (pen.) | 3.45 | 0.13583 | 300 | 12 | 200 | 8 | Type W Drywall Screws | 3/4" (pen.) | 0.13583 | 12 | 8 | 12 | 8
GWB-A | 1/2" gypsum board | - | 600 | 24 | Ring Thread Nails | 20 (pen.) | 3/4" (pen.) | 2.48 | 0.097638 | 200 | 8 | 300 | 12 | Type W Drywall Screws | 20 (pen.) | 3/4" (pen.) | 3.45 | 0.13583 | 300 | 12 | 200 | 8 | Type W Drywall Screws | 3/4" (pen.) | 0.13583 | 12 | 8 | 12 | 8
GWB-B | 1/2" gypsum board | - | 400 | 16 | Ring Thread Nails | 20 (pen.) | 3/4" (pen.) | 2.48 | 0.097638 | 200 | 8 | 300 | 12 | Type W Drywall Screws | 20 (pen.) | 3/4" (pen.) | 3.45 | 0.13583 | 200 | 8 | 200 | 8 | Type W Drywall Screws | 3/4" (pen.) | 0.13583 | 8 | 8 | 8 | 8
GWB-C | 1/2" gypsum board | - | 400 | *16 | Ring Thread Nails | 20 (pen.) | 3/4" (pen.) | 2.48 | 0.097638 | 150 | 6 | 300 | 12 | Type W Drywall Screws | 20 (pen.) | 3/4" (pen.) | 3.45 | 0.13583 | 150 | 6 | 200 | 8 | Type W Drywall Screws | 3/4" (pen.) | 0.13583 | 6 | 8 | 6 | 8 | *Stud spacing can be increased to 24 by adding blocking
GWB-C (blocked) | 1/2" gypsum board | Yes | 600 | 24 | Ring Thread Nails | 20 (pen.) | 3/4" (pen.) | 2.48 | 0.097638 | 200 | 8 | 300 | 12 | Type W Drywall Screws | 20 (pen.) | 3/4" (pen.) | 3.45 | 0.13583 | 200 | 8 | 200 | 8 | Type W Drywall Screws | 3/4" (pen.) | 0.13583 | 8 | 8 | 8 | 8
GWB-D | 1/2" gypsum board | - | 400 | 16 | Ring Thread Nails | 20 (pen.) | 3/4" (pen.) | 2.48 | 0.097638 | 100 | 4 | 300 | 12 | Type W Drywall Screws | 20 (pen.) | 3/4" (pen.) | 3.45 | 0.13583 | 100 | 4 | 200 | 8 | Type W Drywall Screws | 3/4" (pen.) | 0.13583 | 4 | 8 | 4 | 8
GWB-A-2 | 1/2" gypsum board both sides | - | 600 | 24 | Ring Thread Nails | 20 (pen.) | 3/4" (pen.) | 2.48 | 0.097638 | 300 | 12 | 300 | 12 | Type W Drywall Screws | 20 (pen.) | 3/4" (pen.) | 3.45 | 0.13583 | 300 | 12 | 200 | 8 | Type W Drywall Screws | 3/4" (pen.) | 0.13583 | 12 | 8 | 12 | 8
GWB-B-2 | 1/2" gypsum board both sides | - | 400 | 16 | Ring Thread Nails | 20 (pen.) | 3/4" (pen.) | 2.48 | 0.097638 | 200 | 8 | 300 | 12 | Type W Drywall Screws | 20 (pen.) | 3/4" (pen.) | 3.45 | 0.13583 | 200 | 8 | 200 | 8 | Type W Drywall Screws | 3/4" (pen.) | 0.13583 | 8 | 8 | 8 | 8
GWB-C-2 | 1/2" gypsum board both sides | - | 400 | *16 | Ring Thread Nails | 20 (pen.) | 3/4" (pen.) | 2.48 | 0.097638 | 150 | 6 | 300 | 12 | Type W Drywall Screws | 20 (pen.) | 3/4" (pen.) | 3.45 | 0.13583 | 150 | 6 | 200 | 8 | Type W Drywall Screws | 3/4" (pen.) | 0.13583 | 6 | 8 | 6 | 8
GWB-C-2 (blocked) | 1/2" gypsum board both sides | Yes | 600 | 24 | Ring Thread Nails | 20 (pen.) | 3/4" (pen.) | 2.48 | 0.097638 | 200 | 8 | 300 | 12 | Type W Drywall Screws | 20 (pen.) | 3/4" (pen.) | 3.45 | 0.13583 | 200 | 8 | 200 | 8 | Type W Drywall Screws | 3/4" (pen.) | 0.13583 | 8 | 8 | 8 | 8
GWB-D-2 | 1/2" gypsum board both sides | - | 400 | 16 | Ring Thread Nails | 20 (pen.) | 3/4" (pen.) | 2.48 | 0.097638 | 100 | 4 | 300 | 12 | Type W Drywall Screws | 20 (pen.) | 3/4" (pen.) | 3.45 | 0.13583 | 100 | 4 | 200 | 8 | Type W Drywall Screws | 3/4" (pen.) | 0.13583 | 4 | 8 | 4 | 8
[28 empty] | 0 | 0
[28 empty] | 0 | 0
[28 empty] | 0 | 0
[28 empty] | 0 | 0
WSP-A | 3/8" wood-based panel | - | 400 | 16 | Common | 51 | 2 | 2.84 | 0.11181 | 150 | 6 | 300 | 12 | Not Permitted | - | - | - | - | - | - | - | - | 2 1/2" x 0.113" (Std Strip/Coil) | 2.5 | 0.113 | 6 | 12 | 6 | 12
WSP-B | 7/16" wood-based panel | Yes | 600 | 24 | Common | 63 | 2.5 | 3.25 | 0.12795 | 150 | 6 | 300 | 12 | Not Permitted | - | - | - | - | - | - | - | - | 2 1/2" x 0.113" (Std Strip/Coil) | 2.5 | 0.113 | 4.6796 | 9.3592 | 4.625 | 9.375
WSP-C | 7/16" wood-based panel | Yes | 600 | 24 | Common | 63 | 2.5 | 3.25 | 0.12795 | 100 | 4 | 300 | 12 | Not Permitted | - | - | - | - | - | - | - | - | 2 1/2" x 0.113" (Std Strip/Coil) | 2.5 | 0.113 | 3.1197 | 9.3592 | 3.125 | 9.375
WSP-D | 7/16" wood-based panel | Yes | 600 | 24 | Common | 63 | 2.5 | 3.25 | 0.12795 | 75 | 3 | 300 | 12 | Not Permitted | - | - | - | - | - | - | - | - | 2 1/2" x 0.113" (Std Strip/Coil) | 2.5 | 0.113 | 2.3398 | 9.3592 | 2.375 | 9.375
WSP-E | 5/8" wood-based panel | Yes | 600 | 24 | Common | 76 | 3 | 3.66 | 0.14409 | 75 | 3 | 300 | 12 | Not Permitted | - | - | - | - | - | - | - | - | 3 1/4" x 0.120" (Std Strip/Coil) | 3.25 | 0.12 | 2.0806 | 8.3224 | 2.125 | 8.375
#REF!
DWB | 19mm diagonal lumber board | No | ? | ? | Common | 51 | 2.5 | 3.25
Wood-based panels may be installed vertically or horizontally.
Where blocking is required, horizontal joints of panel sheathing shall occur over blocking consisting of not less than 2x4 (nominal) lumber oriented either edgewise or flatwise, and the panel sheathing shall be fastened to the blocking.

## Braced Wall Panels (hidden)
Filter: |  |  |  | % Compliant |  | Panel 1 |  |  |  |  | Panel 2 |  |  |  |  | Panel 3 |  |  |  |  | Panel 4 |  |  |  |  | Panel 5 |  |  |  |  | Panel 6 |  |  |  |  | Panel 7 |  |  |  |  | Panel 8 |  |  |  |  | Panel 9 |  |  |  |  | Panel 10 |  |  |  |  | Panel Data Matrix
Required | [55 empty] | 1 | 2 | 3 | 4 | 5 | 6 | 7 | 8 | 9 | 10
Required | Band ID |  | Reference Framing Type | Tables | Alternative | Ft | - | In | - | 16 | Ft | - | In | - | 16 | Ft | - | In | - | 16 | Ft | - | In | - | 16 | Ft | - | In | - | 16 | Ft | - | In | - | 16 | Ft | - | In | - | 16 | Ft | - | In | - | 16 | Ft | - | In | - | 16 | Ft | - | In | - | 16
Required | R | 1 | WSP-A | 302.6% | 380.2% | 10 |  | 6 |  |  | 3 |  | 8 |  |  | 6 |  | 6 |  |  | 6 |  | 8 |  |  | 2 | [29 empty] | 10.5 | 3.6667 | 6.5 | 6.6667 | 2 | 0 | 0 | 0 | 0 | 0
Required | R | 2 | WSP-A | 0% | 0% | [50 empty] | 0 | 0 | 0 | 0 | 0 | 0 | 0 | 0 | 0 | 0
Required | R | 3 | WSP-A | 0% | 0% | [50 empty] | 0 | 0 | 0 | 0 | 0 | 0 | 0 | 0 | 0 | 0
Required | R | 4 | WSP-A | 0% | 0% | [50 empty] | 0 | 0 | 0 | 0 | 0 | 0 | 0 | 0 | 0 | 0
Not Required | R |  |  | #N/A | #N/A | [50 empty] | 0 | 0 | 0 | 0 | 0 | 0 | 0 | 0 | 0 | 0
Not Required | R |  |  | #N/A | #N/A | [50 empty] | 0 | 0 | 0 | 0 | 0 | 0 | 0 | 0 | 0 | 0
Not Required | R |  |  | #N/A | #N/A | [50 empty] | 0 | 0 | 0 | 0 | 0 | 0 | 0 | 0 | 0 | 0
Not Required | R |  |  | #N/A | #N/A | [50 empty] | 0 | 0 | 0 | 0 | 0 | 0 | 0 | 0 | 0 | 0
Not Required | R |  |  | #N/A | #N/A | [50 empty] | 0 | 0 | 0 | 0 | 0 | 0 | 0 | 0 | 0 | 0
Not Required | R |  |  | #N/A | #N/A | [50 empty] | 0 | 0 | 0 | 0 | 0 | 0 | 0 | 0 | 0 | 0
Required | R | A | WSP-A | 0% | 0% | [50 empty] | 0 | 0 | 0 | 0 | 0 | 0 | 0 | 0 | 0 | 0
Required | R | B | WSP-A | 0% | 0% | [50 empty] | 0 | 0 | 0 | 0 | 0 | 0 | 0 | 0 | 0 | 0
Required | R | C | WSP-A | 0% | 0% | [50 empty] | 0 | 0 | 0 | 0 | 0 | 0 | 0 | 0 | 0 | 0
Required | R | D | WSP-A | 0% | 0% | [50 empty] | 0 | 0 | 0 | 0 | 0 | 0 | 0 | 0 | 0 | 0
Required | R | E | WSP-A | 0% | 0% | [50 empty] | 0 | 0 | 0 | 0 | 0 | 0 | 0 | 0 | 0 | 0
Not Required | R |  |  | #N/A | #N/A | [50 empty] | 0 | 0 | 0 | 0 | 0 | 0 | 0 | 0 | 0 | 0
Not Required | R |  |  | #N/A | #N/A | [50 empty] | 0 | 0 | 0 | 0 | 0 | 0 | 0 | 0 | 0 | 0
Not Required | R |  |  | #N/A | #N/A | [50 empty] | 0 | 0 | 0 | 0 | 0 | 0 | 0 | 0 | 0 | 0
Not Required | R |  |  | #N/A | #N/A | [50 empty] | 0 | 0 | 0 | 0 | 0 | 0 | 0 | 0 | 0 | 0
Not Required | R |  |  | #N/A | #N/A | [50 empty] | 0 | 0 | 0 | 0 | 0 | 0 | 0 | 0 | 0 | 0
Required | R+1F | 1 | WSP-B | 0% | 0% | [50 empty] | 0 | 0 | 0 | 0 | 0 | 0 | 0 | 0 | 0 | 0
Required | R+1F | 2 | WSP-B | 0% | 0% | [50 empty] | 0 | 0 | 0 | 0 | 0 | 0 | 0 | 0 | 0 | 0
Required | R+1F | 3 | WSP-B | 0% | 0% | [50 empty] | 0 | 0 | 0 | 0 | 0 | 0 | 0 | 0 | 0 | 0
Required | R+1F | 4 | WSP-B | 0% | 0% | [50 empty] | 0 | 0 | 0 | 0 | 0 | 0 | 0 | 0 | 0 | 0
Not Required | R+1F |  |  | #N/A | #N/A | [50 empty] | 0 | 0 | 0 | 0 | 0 | 0 | 0 | 0 | 0 | 0
Not Required | R+1F |  |  | #N/A | #N/A | [50 empty] | 0 | 0 | 0 | 0 | 0 | 0 | 0 | 0 | 0 | 0
Not Required | R+1F |  |  | #N/A | #N/A | [50 empty] | 0 | 0 | 0 | 0 | 0 | 0 | 0 | 0 | 0 | 0
Not Required | R+1F |  |  | #N/A | #N/A | [50 empty] | 0 | 0 | 0 | 0 | 0 | 0 | 0 | 0 | 0 | 0
Not Required | R+1F |  |  | #N/A | #N/A | [50 empty] | 0 | 0 | 0 | 0 | 0 | 0 | 0 | 0 | 0 | 0
Not Required | R+1F |  |  | #N/A | #N/A | [50 empty] | 0 | 0 | 0 | 0 | 0 | 0 | 0 | 0 | 0 | 0
Required | R+1F | A | WSP-D | 0% | 0% | [50 empty] | 0 | 0 | 0 | 0 | 0 | 0 | 0 | 0 | 0 | 0
Required | R+1F | B | WSP-D | 0% | 0% | [50 empty] | 0 | 0 | 0 | 0 | 0 | 0 | 0 | 0 | 0 | 0
Required | R+1F | C | WSP-A | 0% | 0% | [50 empty] | 0 | 0 | 0 | 0 | 0 | 0 | 0 | 0 | 0 | 0
Required | R+1F | D | WSP-D | 0% | 0% | [50 empty] | 0 | 0 | 0 | 0 | 0 | 0 | 0 | 0 | 0 | 0
Required | R+1F | E | WSP-D | 0% | 0% | [50 empty] | 0 | 0 | 0 | 0 | 0 | 0 | 0 | 0 | 0 | 0
Not Required | R+1F |  |  | #N/A | #N/A | [50 empty] | 0 | 0 | 0 | 0 | 0 | 0 | 0 | 0 | 0 | 0
Not Required | R+1F |  |  | #N/A | #N/A | [50 empty] | 0 | 0 | 0 | 0 | 0 | 0 | 0 | 0 | 0 | 0
Not Required | R+1F |  |  | #N/A | #N/A | [50 empty] | 0 | 0 | 0 | 0 | 0 | 0 | 0 | 0 | 0 | 0
Not Required | R+1F |  |  | #N/A | #N/A | [50 empty] | 0 | 0 | 0 | 0 | 0 | 0 | 0 | 0 | 0 | 0
Not Required | R+1F |  |  | #N/A | #N/A | [50 empty] | 0 | 0 | 0 | 0 | 0 | 0 | 0 | 0 | 0 | 0
Required | R+2F | 1 | WSP-D | 0% | 0% | [50 empty] | 0 | 0 | 0 | 0 | 0 | 0 | 0 | 0 | 0 | 0
Required | R+2F | 2 | WSP-D | 0% | 0% | [50 empty] | 0 | 0 | 0 | 0 | 0 | 0 | 0 | 0 | 0 | 0
Required | R+2F | 3 | WSP-D | 0% | 0% | [50 empty] | 0 | 0 | 0 | 0 | 0 | 0 | 0 | 0 | 0 | 0
Required | R+2F | 4 | WSP-D | 0% | 0% | [50 empty] | 0 | 0 | 0 | 0 | 0 | 0 | 0 | 0 | 0 | 0
Not Required | R+2F |  |  | #N/A | #N/A | [50 empty] | 0 | 0 | 0 | 0 | 0 | 0 | 0 | 0 | 0 | 0
Not Required | R+2F |  |  | #N/A | #N/A | [50 empty] | 0 | 0 | 0 | 0 | 0 | 0 | 0 | 0 | 0 | 0
Not Required | R+2F |  |  | #N/A | #N/A | [50 empty] | 0 | 0 | 0 | 0 | 0 | 0 | 0 | 0 | 0 | 0
Not Required | R+2F |  |  | #N/A | #N/A | [50 empty] | 0 | 0 | 0 | 0 | 0 | 0 | 0 | 0 | 0 | 0
Not Required | R+2F |  |  | #N/A | #N/A | [50 empty] | 0 | 0 | 0 | 0 | 0 | 0 | 0 | 0 | 0 | 0
Not Required | R+2F |  |  | #N/A | #N/A | [50 empty] | 0 | 0 | 0 | 0 | 0 | 0 | 0 | 0 | 0 | 0
Required | R+2F | A | WSP-D | 0% | 0% | [50 empty] | 0 | 0 | 0 | 0 | 0 | 0 | 0 | 0 | 0 | 0
Required | R+2F | B | WSP-E | 0% | 0% | [50 empty] | 0 | 0 | 0 | 0 | 0 | 0 | 0 | 0 | 0 | 0
Required | R+2F | C | WSP-D | 0% | 0% | [50 empty] | 0 | 0 | 0 | 0 | 0 | 0 | 0 | 0 | 0 | 0
Required | R+2F | D | WSP-E | 0% | 0% | [50 empty] | 0 | 0 | 0 | 0 | 0 | 0 | 0 | 0 | 0 | 0
Required | R+2F | E | WSP-D | 0% | 0% | [50 empty] | 0 | 0 | 0 | 0 | 0 | 0 | 0 | 0 | 0 | 0
Not Required | R+2F |  |  | #N/A | #N/A | [50 empty] | 0 | 0 | 0 | 0 | 0 | 0 | 0 | 0 | 0 | 0
Not Required | R+2F |  |  | #N/A | #N/A | [50 empty] | 0 | 0 | 0 | 0 | 0 | 0 | 0 | 0 | 0 | 0
Not Required | R+2F |  |  | #N/A | #N/A | [50 empty] | 0 | 0 | 0 | 0 | 0 | 0 | 0 | 0 | 0 | 0
Not Required | R+2F |  |  | #N/A | #N/A | [50 empty] | 0 | 0 | 0 | 0 | 0 | 0 | 0 | 0 | 0 | 0
Not Required | R+2F |  |  | #N/A | #N/A | [50 empty] | 0 | 0 | 0 | 0 | 0 | 0 | 0 | 0 | 0 | 0
Not Required
Not Required | B/CS
Not Required | B/CS
Not Required | B/CS
Not Required | B/CS
Not Required | B/CS
Not Required | B/CS
Not Required | B/CS
Not Required | B/CS
Not Required | B/CS
Not Required | B/CS
Not Required | B/CS
Not Required | B/CS
Not Required | B/CS
Not Required | B/CS
Not Required | B/CS
Not Required | B/CS
Not Required | B/CS
Not Required | B/CS
Not Required | B/CS
Not Required | B/CS
#ERROR! | #ERROR! | #ERROR! | #ERROR!
#ERROR! | #ERROR! | #ERROR! | #ERROR!
#ERROR! | #ERROR! | #ERROR! | #ERROR!
#ERROR! | #ERROR! | #ERROR! | #ERROR!
#ERROR! | #ERROR! | #ERROR! | #ERROR!
#ERROR! | #ERROR! | #ERROR! | #ERROR!
#ERROR! | #ERROR! | #ERROR! | #ERROR!
#ERROR! | #ERROR! | #ERROR! | #ERROR!
#ERROR! | #ERROR! | #ERROR! | #ERROR!
#ERROR! | #ERROR! | #ERROR! | #ERROR!
#ERROR! | #ERROR! | #ERROR! | #ERROR!
#ERROR! | #ERROR! | #ERROR! | #ERROR!
#ERROR! | #ERROR! | #ERROR! | #ERROR!
#ERROR! | #ERROR! | #ERROR! | #ERROR!
#ERROR! | #ERROR! | #ERROR! | #ERROR!
#ERROR! | #ERROR! | #ERROR! | #ERROR!
#ERROR! | #ERROR! | #ERROR! | #ERROR!
#ERROR! | #ERROR! | #ERROR! | #ERROR!
#ERROR! | #ERROR! | #ERROR! | #ERROR!
#ERROR! | #ERROR! | #ERROR! | #ERROR!

## BCBC Reference Tables (hidden)
Table Name | BCBC Table Reference | Div B Page Number
| 9.23.3.1 | 9-166 to 9-167
Fasteners | 9.23.3.5-A | 9-170 to 9-172
9.23.3.5-B
9.23.3.5-C
Anchorage | 9.23.6.1 | 9-177
Double Top Plates | 9.23.11.4-A | 9-186 to -187
9.23.11.4-B
Wind Forces, minimum length | 9.23.13.7-A | 9-193 to 9-196
Adjustment Factors for Wind | 9.23.13.7-B
Seismic Forces, minimum length | 9.23.13.7-C | 9-198 to 9-211
Adjustment Factors for Seismic | 9.23.13.7-D
| 9.23.11.-A | 9-215 to 9-218
9.23.13.-B
9.23.11.-C
9.23.13.-D
| C-2 | C-676 to C-679
| C-3 | C-682 to C-685

## (BCBC) Sheathing Fasteners (hidden)
| Table 9.23.3.5.-A, B, C | [13 empty] | Builder Prefernce for Same as BWP Nails
| Element | Minimum Length of Fasteners | [8 empty] | Max. Spacing | [5 empty] | Max. Spacing
|  | Common/Spiral Nails |  | Dia. | Ring Thread Nails |  | Screws |  | Staples (14g) |  | Edge |  | Field |  | Length | dia | Edge | Field
|  | (mm) | (in) | (in) | (mm) | (in) | (mm) | (in) | (mm) | (in) | (mm) | (in) | (mm) | (in) | (in) | (in) | (in) | (in)
Subfloor | For wood-based subfloor sheathing panels greater than 3/8" and up to 3/4" | 51 | 2" | 0.112 | 45 | 1 3/4" | 45 | 1 3/4" | 51 | 2" | 150 | 6 | 300 | 12 | 2.5 | 0.112 | 6 | 12
| For wood-based subfloor sheathing panels greater than 3/4" and up to 1" | 57 | 2 1/4" | 0.113 | 51 | 2" | 51 | 2" | Not Permitted | Not Permitted | 150 | 6 | 300 | 12 | 2.5 | 0.113 | 6 | 12
Wall | For wood-based wall sheathing panels panels 3/8" or less | 51 | 2" | 0.112 | 45 | 1 3/4" | 45 | 1 3/4" | 38 | 1 1/2" | 150 | 6 | 300 | 12 | 2.5 | 0.112 | 6 | 12
| For wood-based wall sheathing panels panels greater than 3/8" and up to 3/4" | 51 | 2" | 0.112 | 45 | 1 3/4" | 45 | 1 3/4" | 51 | 2" | 150 | 6 | 300 | 12 | 2.5 | 0.112 | 6 | 12
| For wood-based wall sheathing panels greater than 3/4" and up to 1" | 57 | 2 1/4" | 0.113 | 51 | 2" | 51 | 2" | Not Permitted | Not Permitted | 150 | 6 | 300 | 12 | 2.5 | 0.113 | 6 | 12
Roof | For wood-based roof sheathing panels 3/8" or less | 51 | 2" | 0.112 | 45 | 1 3/4" | 45 | 1 3/4" | 38 | 1 1/2" | 150 | 6 | 300 | 12 | 2.5 | 0.112 | 6 | 12
| For wood-based roof sheathing panels greater than 3/8" and up to 3/4" | 51 | 2" | 0.112 | 45 | 1 3/4" | 45 | 1 3/4" | 51 | 2" | 150 | 6 | 300 | 12 | 2.5 | 0.112 | 6 | 12
| For wood-based roof sheathing panels greater than 3/4" and up to 1" | 57 | 2 1/4" | 0.113 | 51 | 2" | 51 | 2" | Not Permitted | Not Permitted | 150 | 6 | 300 | 12 | 2.5 | 0.113 | 6 | 12
| For wood-based roof sheathing panels greater than 3/8" and up to 3/4" | 63 | 2 1/2" | 0.128 | 63 | 2 1/2" | 51 | 2" | 63 | 2 1/2" | 150 | 6 | 300 | 12 | 2.5 | 0.113 | 4.625 | 9.375
| For wood-based roof sheathing panels greater than 3/4" and up to 1" | 63 | 2 1/2" | 0.128 | 63 | 2 1/2" | 57 | 2" | Not Permitted | Not Permitted | 150 | 6 | 300 | 12 | 2.5 | 0.113 | 4.625 | 9.375
| Wood-based roof sheathing panels within 3' of roof edges | 63 | 2 1/2" | 0.128 | 63 | 2 1/2" | 57 | 2" | Not Permitted | Not Permitted | 50 | 2 |  |  | 2.5 | 0.113 | 1.5
NOTE: Contents of the following tables, including descriptions and values, have been edited from the original BCBC content with the intention to aid in calculator and user ease of understanding. While every effort has been made to maintain code logic and intent, please review direct code content for critital elements with your use.
Copyright (c) Province of British Columbia. All rights reserved. Reproduced with permission of the Province of British Columbia.

## (BCBC) Anchor Bolt Spacing (hidden)
| The Part 9 Bracing Calculator |  |  |  |  | beta_1.043
For Design, Compliance and Construction
BCBC Table 9.23.6.1
NOTE: Contents of the following tables, including descriptions and values, have been edited from the original BCBC content with the intention to aid in calculator and user ease of understanding. While every effort has been made to maintain code logic and intent, please review direct code content for critital elements with your use.
Copyright (c) Province of British Columbia. All rights reserved. Reproduced with permission of the Province of British Columbia.
ReadMe | Table 9.23.6.1. |  |  |  |  | Developer Notes
Anchor Bolt Spacing within Braced Wall Panels Where HWP ≤ 1.2 kPa, Smax for Site Class C > 0.47 and Smax ≤ 2.6
Forming Part of Sentence 9.23.6.1.(3)
| Reference Framing Type | Maximum Spacing of Anchor Bolts within Braced Wall Panels
Anchor Bolt Diameter
|  | 12.7mm | 1/2" | 15.9mm | 5/8"
|  | (m) | (ft in) | (m) | (ft in)
GWB-O
| GWB-A | 2.4 | 8' 0" | 2.4 | 8' 0"
| GWB-B | 2.4 | 8' 0" | 2.4 | 8' 0"
| GWB-C | 1.8 | 8' 0" | 2.4 | 8' 0"
| GWB-D | 1.4 | 4' 7" | 2.1 | 6' 10"
| GWB-A-2 |  | 4' 7" |  | 6' 10" | Conservatly inferred through unajusted lengths tables
| GWB-B-2 |  | 2' 8" |  | 4' 0" | Conservatly inferred through unajusted lengths tables
| GWB-C-2 |  | 2' 8" |  | 4' 0" | Conservatly inferred through unajusted lengths tables
| GWB-D-2 |  | 2' 8" |  | 4' 0" | Conservatly inferred through unajusted lengths tables
Missing RFTs, noted in Appendix but nowhere else. Kept as a placeholder.
Missing RFTs, noted in Appendix but nowhere else. Kept as a placeholder.
Missing RFTs, noted in Appendix but nowhere else. Kept as a placeholder.
Missing RFTs, noted in Appendix but nowhere else. Kept as a placeholder.
| WSP-A | 1.4 | 4' 7" | 2.1 | 6' 10"
| WSP-B | 0.8 | 2' 8" | 1.2 | 4' 0"
| WSP-C | 0.7 | 2' 3" | 1 | 3' 3"
| WSP-D | 0.6 | 1' 11" | 0.9 | 2' 11"
| WSP-E | 0.5 | 1' 7" | 0.8 | 2' 8"
|  | 0.8 | 2' 8" | 1.2 | 4' 0" | DWB
Anchorage of braced wall panel shall be provided by fastening the sill plate to the foundation with anchor bolts, such that a) there are not less than two anchor bolts per braced wall panel, located at opposite a) there are not less than two anchor bolts per braced wall panel, located at opposite ends of the braced wall panel within 0.5 m of the foundation end or within 0.3 m of ends of the braced wall panel within 0.5 m of the foundation end or within 0.3 m of the end of the braced wall panel, and b) anchor bolts spaced in accordance with above.
¦ Permit/File Number: Building Permit 123567 ¦ Calculations completed by: Tim - info@part9bracing.ca ¦
<End of Sheet>

## (BCBC) Dble Top Plates Nailing (hidden)
The Part 9 Bracing Calculator | [7 empty] | #ERROR!
For Design, Compliance and Construction
BCBC Top Plate Nailing
Forming Part of Sentence 9.23.11.4.(5)
| Minimum Number of Nails on Each Side of Doubled Top Plate Splice for Braced Wall Band Spacing of 10.6 m (2) |  |  |  |  | Table 9.23.11.4.-B
| Weight of Construction or Cladding Type(3) |  |  |  |  | Fasteners in Doubled Top Plate Splice Connections in Braced Wall Bands Where 0.6 kPa < HWP ≤ 1.2 kPa
Smax(0.2) | Normal-Weight Construction | Heavy Construction (4) | Masonry Veneer (on one or more building faces) (4) (5) | Stone Veneer (on one or more building faces) (4) (5) | more than hal of lower level for masonary/stone etc |  | Forming Part of Sentence 9.23.11.4.(5)
| Normal Weight Construction | Heavy Weight Construction | Masonry Veneer | Stone Veneer |  |  | Minimum Number of Nails on Each Side of Doubled Top Plate Splice for Braced Wall Band Spacing of 10.6 m (1)
Smax ≤ 0.2 | 4 | 7 | 8 | 10 |  |  | Rough Terrain (2), and Roof Eave-to-Ridge Height of 3m (3)
0.2 < Smax ≤ 0.4 | 4 | 7 | 8 | 10
0.4 < Smax ≤ 0.6 | 4 | 7 | 8 | 10 |  | HWP | Nails
0.6 < Smax ≤ 0.8 | 6 | 8 | 9 | 12 |  | HWP ≤ 0.3 | 7
0.8 < Smax ≤ 1.2 | 12 | 18 | 19 | 25 | missing from code? | 0.3 < HWP ≤ 0.4 | 9
1.2 < Smax ≤ 1.6 | 12 | 16 | 19 | 25 |  | 0.4 < HWP ≤ 0.5 | 11
1.6 < Smax ≤ 2.0 | 14 | 20 | 23 | 31 |  | 0.5 < HWP ≤ 0.6 | 13
2.0 < Smax ≤ 2.6 | 19 | 25 | 30 | 40 |  | 0.6 < HWP ≤ 0.9 | 20
2.6 < Smax
Nails | Minimum Lap
0.01 | 1 stud space
17 | 2 stud spaces
33 | 3 stud spaces
NOTE: Contents of the following tables, including descriptions and values, have been edited from the original BCBC content with the intention to aid in calculator and user ease of understanding. While every effort has been made to maintain code logic and intent, please review direct code content for critital elements with your use.
Copyright (c) Province of British Columbia. All rights reserved. Reproduced with permission of the Province of British Columbia.

## (BCBC) Framing Fasteners (hidden)
Part 9 Bracing Calculator | [11 empty] | beta_1.043
For Design, Compliance and Construction
BCBC T-9.23.3.4
Table 9.23.3.4. | [6 empty] | Builder Framing Nail Preference |  |  |  | Length | Diameter
Nailing for Framing | [6 empty] | 3 1/4" x 0.120" (Std Strip/Coil) |  |  |  | 3.25 | 0.12
Forming Part of Sentences 9.23.3.4.(1) and 9.23.14.4.(2)
Construction Detail | Code Base Specification | [5 empty] | Builder Preference Specification
| Minimum Length |  | Minimum Diameter |  | Spacing/Number |  | Length | Diameter | Spacing/Number |  | Checks
| (mm) | (in) | (mm) | (in) | (mm) | (in) | (in) | (in) | (mm) | (in) | Diameter | Length
Floor joist or blocking perpendicular to sill plate or top wall plate below – toe nail (per joist or blocking) | 82 | 3.25 | 3.66 | 0.14409 | 2 | 2 | 3.25 | 0.12 | 2.8838 | 3 |  | OK
Rim joist, trimmer joist or blocking – supporting walls with required braced wall panels – to sill plate or top wall plate – toe nail | 82 | 3.25 | 3.66 | 0.14409 | 150 | 5.9055 | 3.25 | 0.12 | 104.0301 | 4.125 | OK | OK
Wood or metal strapping to underside of floor joists | 57 | 2.25 | 2.87 | 0.11299 | 2 | 2 | 3.25 | 0.11299 | 2 | 2 |  | OK
Cross bridging to joists (each end) | 57 | 2.25 | 2.87 | 0.11299 | 2 | 2 | 3.25 | 0.11299 | 2 | 2 |  | OK
Double header or trimmer joists | 76 | 3 | 3.66 | 0.14409 | 300 | 11.811 | 3.25 | 0.12 | 208.0602 | 8.25 | OK | OK
Floor joist to stud (balloon construction) | 76 | 3 | 3.66 | 0.14409 | 2 | 2 | 3.25 | 0.12 | 2.8838 | 3 |  | OK
Ledger strip to wood beam (per joist) | 82 | 3.25 | 3.66 | 0.14409 | 2 | 2 | 3.25 | 0.12 | 2.8838 | 3 |  | OK
Joist to joist splice (see also Table 9.23.14.8.) (each end) | 76 | 3 | 3.66 | 0.14409 | 2 | 2 | 3.25 | 0.12 | 2.8838 | 3 |  | OK
Tail joist to adjacent header joist | 82 | 3.25 | 3.66 | 0.14409 | 5 | 5 | 3.25 | 0.12 | 7.2095 | 8 |  | OK
(end nailed) around openings | 101 | 4 | 4.88 | 0.19213 | 3 | 3 | 3.25 | 0.12 | 7.6901 | 8 |  | ERROR
Each header joist to adjacent trimmer joist | 82 | 3.25 | 3.66 | 0.14409 | 5 | 5 | 3.25 | 0.12 | 7.2095 | 8 |  | OK
(end nailed) around openings | 101 | 4 | 4.88 | 0.19213 | 3 | 3 | 3.25 | 0.12 | 7.6901 | 8 |  | ERROR
Blocking to stud or stud to wall plate (each end) toe nail | 63 | 2.5 | 3.25 | 0.12795 | 4 | 4 | 3.25 | 0.12 | 4.5478 | 5 |  | OK
Blocking to stud or stud to wall plate (each end) end nail | 82 | 3.25 | 3.66 | 0.14409 | 2 | 2 | 3.25 | 0.12 | 2.8838 | 3 |  | OK
Doubled studs at openings, or studs at walls or wall intersections and corners | 76 | 3 | 3.66 | 0.14409 | 750 | 29.5276 | 3.25 | 0.12 | 520.1505 | 20.5 | OK | OK
Doubled studs at openings, within walls, or abutting studs at wall intersections and corners – in required braced wall panels | 76 | 3 | 3.66 | 0.14409 | 300 | 11.811 | 3.25 | 0.12 | 208.0602 | 8.25 | OK | OK
Doubled top wall plates (2) | 76 | 3 | 3.66 | 0.14409 | 600 | 23.622 | 3.25 | 0.12 | 416.1204 | 16.375 | OK | OK
Bottom wall plate or sole plate to floor joists, rim joists or blocking (exterior walls) (3) | 82 | 3.25 | 3.66 | 0.14409 | 400 | 15.748 | 3.25 | 0.12 | 277.4136 | 10.875 | OK | OK
Bottom wall plate or sole plate – in required braced wall panels – to floor joists, rim joists or blocking (exterior walls) (3) | 82 | 3.25 | 3.66 | 0.14409 | 150 | 5.9055 | 3.25 | 0.12 | 104.0301 | 4.125 | OK | OK
Interior walls to framing or subflooring | 82 | 3.25 | 3.66 | 0.14409 | 600 | 23.622 | 3.25 | 0.12 | 416.1204 | 16.375 | OK | OK
Required braced wall panels – in interior walls – to framing above and below | 82 | 3.25 | 3.66 | 0.14409 | 150 | 5.9055 | 3.25 | 0.12 | 104.0301 | 4.125 | OK | OK
Horizontal member over openings in non-loadbearing walls – each end | 82 | 3.25 | 3.66 | 0.14409 | 2 | 2 | 3.25 | 0.12 | 2.8838 | 3 |  | OK
Lintels to studs (each end) | 82 | 3.25 | 3.66 | 0.14409 | 2 | 2 | 3.25 | 0.12 | 2.8838 | 3 |  | OK
Ceiling joist to plate – toe nail each end | 82 | 3.25 | 3.66 | 0.14409 | 2 | 2 | 3.25 | 0.12 | 2.8838 | 3 |  | OK
Roof rafter, roof truss or roof joist to plate – toe nail (4) | 82 | 3.25 | 3.66 | 0.14409 | 3 | 3 | 3.25 | 0.12 | 4.3257 | 5 |  | OK
Rafter plate to each ceiling joist | 101 | 4 | 4.88 | 0.19213 | 2 | 2 | 3.25 | 0.12 | 5.1267 | 6 |  | ERROR
Rafter to joist (with ridge supported) | 76 | 3 | 3.66 | 0.14409 | 3 | 3 | 3.25 | 0.12 | 4.3257 | 5 |  | OK
Rafter to joist (with ridge unsupported) | 76 | 3 | 3.66 | 0.14409 |  |  | 3.25 | 0.12 | 0 | 0 |  | OK
Gusset plate to each rafter at peak | 57 | 2.25 | 2.87 | 0.11299 | 4 | 4 | 3.25 | 0.11299 | 4 | 4 |  | OK
Rafter to ridge board – toe nail – end nail | 82 | 3.25 | 3.66 | 0.14409 | 3 | 3 | 3.25 | 0.12 | 4.3257 | 5 |  | OK
Collar tie to rafter – each end | 76 | 3 | 3.66 | 0.14409 | 3 | 3 | 3.25 | 0.12 | 4.3257 | 5 |  | OK
Collar tie lateral support to each collar tie | 57 | 2.25 | 2.87 | 0.11299 | 2 | 2 | 3.25 | 0.11299 | 2 | 2 |  | OK
Jack rafter to hip or valley rafter | 82 | 3.25 | 3.66 | 0.14409 | 2 | 2 | 3.25 | 0.12 | 2.8838 | 3 |  | OK
Roof strut to rafter | 76 | 3 | 3.66 | 0.14409 | 3 | 3 | 3.25 | 0.12 | 4.3257 | 5 |  | OK
Roof strut to loadbearing wall – toe nail | 82 | 3.25 | 3.66 | 0.14409 | 2 | 2 | 3.25 | 0.12 | 2.8838 | 3 |  | OK
38 mm × 140 mm or less plank decking to support | 82 | 3.25 | 3.66 | 0.14409 | 2 | 2 | 3.25 | 0.12 | 2.8838 | 3 |  | OK
Plank decking wider than 38 mm × 140 mm to support | 82 | 3.25 | 3.66 | 0.14409 | 3 | 3 | 3.25 | 0.12 | 4.3257 | 5 |  | OK
38 mm edge laid plank decking to support (toe nail) | 76 | 3 | 3.66 | 0.14409 | 1 | 1 | 3.25 | 0.12 | 1.4419 | 2 |  | OK
38 mm edge laid plank to each other | 76 | 3 | 3.66 | 0.14409 | 450 | 17.7165 | 3.25 | 0.12 | 312.0903 | 12.25 | OK | OK
End-joist or end-rafter to built-up wall stud (5) | 76 | 3 | 3.66 | 0.14409 | 5 | 5 | 3.25 | 0.12 | 7.2095 | 8 |  | OK
End-joist or end-rafter to built-up wall stud (5) (heavy construction of roof) | 76 | 3 | 3.66 | 0.14409 | 8 | 8 | 3.25 | 0.12 | 11.5351 | 12 |  | OK
Table 9.23.3.1.
Diameter of Nails
| Minimum Length |  | Minimum Diameter
| (mm) | (in) | (mm) | (in) | (in)
| 45 | 1.75 | 2.64 | 0.10394 | 0.104
| 51 | 2 | 2.84 | 0.11181 | 0.112
| 57 | 2.25 | 2.87 | 0.11299 | 0.113
| 63 | 2.5 | 3.25 | 0.12795 | 0.128
| 76 | 3 | 3.66 | 0.14409 | 0.144
| 82 | 3.25 | 3.66 | 0.14409 | 0.144
| 101 | 4 | 4.88 | 0.19213 | 0.192
| >101 |  | 4.88

## (BCBC) Climate and Seismic Data (hidden)
Part 9 Bracing Calculator | [10 empty] | beta_1.043
For Design, Compliance and Construction
BCBC Climat Data
Seismic and Climate Data
Location | Snow 1 in 50 |  | Specifed Snow Load (kPa) |  | HWP | Smax | [5 empty] | Low Wind and Seismic Forces
| Ss | Sr | Roof < 4.3m | Roof > 4.3m | 1 in 50 | Unknown | A | B | C | D | E | Smax (C) ≤ 0.47 | HWP ≤ 0.60 | Permitted by 9.23.13.1.(a)(b) | Permitted by 9.23.13.2.
<Custom Location> |  |  | 0 | 1 | [7 empty] | Yes | Yes | Yes
100 Mile House | 2.6 | 0.3 | 1.47 | 1.73 | 0.35 | 0.283 | 0.0661 | 0.084 | 0.144 | 0.239 | 0.283 | Yes | Yes | Yes
Abbotsford | 2 | 0.3 | 1.2 | 1.4 | 0.44 | 1.07 | 0.381 | 0.473 | 0.742 | 1.01 | 1.07 | No | Yes | No
Agassiz | 2.4 | 0.7 | 1.78 | 2.02 | 0.47 | 0.802 | 0.25 | 0.313 | 0.507 | 0.729 | 0.802 | No | Yes | No
Alberni | 2.6 | 0.4 | 1.57 | 1.83 | 0.32 | 1.62 | 0.573 | 0.74 | 1.25 | 1.57 | 1.62 | No | Yes | No
Ashcroft | 1.7 | 0.1 | 0.865 | 1.035 | 0.38 | 0.389 | 0.098 | 0.123 | 0.209 | 0.335 | 0.389 | Yes | Yes | Yes
Bamfield | 1 | 0.4 | 0.85 | 1 | 0.5 | 2.27 | 0.919 | 1.18 | 1.92 | 2.23 | 2.27 | No | Yes | No
Beatton River | 3.3 | 0.1 | 1.585 | 1.915 | 0.3 | 0.248 | 0.074 | 0.102 | 0.13 | 0.211 | 0.248 | Yes | Yes | Yes
Bella Bella | 2.6 | 0.8 | 1.97 | 2.23 | 0.5 | 0.585 | 0.126 | 0.169 | 0.312 | 0.501 | 0.585 | Yes | Yes | Yes
Bella Coola | 4.5 | 0.8 | 2.825 | 3.275 | 0.39 | 0.417 | 0.0887 | 0.117 | 0.22 | 0.355 | 0.417 | Yes | Yes | Yes
Burns Lake | 3.4 | 0.2 | 1.73 | 2.07 | 0.39 | 0.214 | 0.0475 | 0.0596 | 0.107 | 0.179 | 0.214 | Yes | Yes | Yes
Cache Creek | 1.7 | 0.2 | 0.965 | 1.135 | 0.39 | 0.381 | 0.0953 | 0.12 | 0.204 | 0.327 | 0.381 | Yes | Yes | Yes
Campbell River | 2.8 | 0.4 | 1.66 | 1.94 | 0.48 | 1.14 | 0.346 | 0.452 | 0.789 | 1.07 | 1.14 | No | Yes | No
Carmi | 3.6 | 0.2 | 1.82 | 2.18 | 0.38 | 0.298 | 0.0693 | 0.0867 | 0.153 | 0.251 | 0.298 | Yes | Yes | Yes
Castlegar | 4.2 | 0.1 | 1.99 | 2.41 | 0.34 | 0.252 | 0.0592 | 0.076 | 0.124 | 0.211 | 0.252 | Yes | Yes | Yes
Chetwynd | 2.4 | 0.2 | 1.28 | 1.52 | 0.4 | 0.334 | 0.0867 | 0.115 | 0.174 | 0.286 | 0.334 | Yes | Yes | Yes
Chilliwack | 2.2 | 0.3 | 1.29 | 1.51 | 0.47 | 0.887 | 0.294 | 0.367 | 0.583 | 0.82 | 0.887 | No | Yes | No
Comox | 2.4 | 0.4 | 1.48 | 1.72 | 0.63 | 1.27 | 0.408 | 0.53 | 0.912 | 1.21 | 1.27 | No | No | No
Courtenay | 2.4 | 0.4 | 1.48 | 1.72 | 0.63 | 1.29 | 0.415 | 0.538 | 0.926 | 1.22 | 1.29 | No | No | No
Cranbrook | 3 | 0.2 | 1.55 | 1.85 | 0.33 | 0.321 | 0.0713 | 0.0933 | 0.158 | 0.269 | 0.321 | Yes | Yes | Yes
Crescent Valley | 4.2 | 0.1 | 1.99 | 2.41 | 0.33 | 0.252 | 0.0589 | 0.076 | 0.124 | 0.211 | 0.252 | Yes | Yes | Yes
Crofton | 1.8 | 0.2 | 1.01 | 1.19 | 0.4 | 1.75 | 0.667 | 0.813 | 1.32 | 1.7 | 1.75 | No | Yes | No
Dawson Creek | 2.5 | 0.2 | 1.325 | 1.575 | 0.4 | 0.275 | 0.0767 | 0.105 | 0.14 | 0.233 | 0.275 | Yes | Yes | Yes
Dease Lake | 2.8 | 0.1 | 1.36 | 1.64 | 0.3 | 0.342 | 0.0648 | 0.0895 | 0.173 | 0.289 | 0.342 | Yes | Yes | Yes
Dog Creek | 1.8 | 0.2 | 1.01 | 1.19 | 0.35 | 0.338 | 0.08 | 0.101 | 0.177 | 0.287 | 0.338 | Yes | Yes | Yes
Duncan | 1.8 | 0.4 | 1.21 | 1.39 | 0.39 | 1.86 | 0.713 | 0.867 | 1.42 | 1.81 | 1.86 | No | Yes | No
Elko | 3.6 | 0.2 | 1.82 | 2.18 | 0.4 | 0.39 | 0.09 | 0.117 | 0.197 | 0.33 | 0.39 | Yes | Yes | Yes
Fernie | 4.5 | 0.2 | 2.225 | 2.675 | 0.4 | 0.404 | 0.104 | 0.137 | 0.21 | 0.345 | 0.404 | Yes | Yes | Yes
Fort Nelson | 2.4 | 0.1 | 1.18 | 1.42 | 0.3 | 0.284 | 0.0753 | 0.103 | 0.144 | 0.239 | 0.284 | Yes | Yes | Yes
Fort St. John | 2.8 | 0.3 | 1.56 | 1.84 | 0.39 | 0.27 | 0.076 | 0.104 | 0.138 | 0.229 | 0.27 | Yes | Yes | Yes
Glacier | 9.4 | 0.2 | 4.43 | 5.37 | 0.32 | 0.356 | 0.094 | 0.123 | 0.184 | 0.303 | 0.356 | Yes | Yes | Yes
Golden | 3.7 | 0.2 | 1.865 | 2.235 | 0.35 | 0.425 | 0.126 | 0.164 | 0.239 | 0.369 | 0.425 | Yes | Yes | Yes
Gold River | 2.8 | 0.6 | 1.86 | 2.14 | 0.32 | 1.73 | 0.6 | 0.776 | 1.31 | 1.66 | 1.73 | No | Yes | No
Grand Forks | 2.8 | 0.6 | 1.86 | 2.14 | 0.32 | 0.272 | 0.0641 | 0.0807 | 0.138 | 0.229 | 0.272 | Yes | Yes | Yes
Greenwood | 3.6 | 0.1 | 1.72 | 2.08 | 0.4 | 0.283 | 0.0662 | 0.0833 | 0.144 | 0.238 | 0.283 | Yes | Yes | Yes
Hope | 2.8 | 0.7 | 1.96 | 2.24 | 0.63 | 0.672 | 0.197 | 0.246 | 0.405 | 0.601 | 0.672 | Yes | No | No
Jordan River | 1.2 | 0.4 | 0.94 | 1.06 | 0.55 | 2.31 | 0.902 | 1.15 | 1.9 | 2.227 | 2.31 | No | Yes | No
Kamloops | 1.8 | 0.2 | 1.01 | 1.19 | 0.4 | 0.304 | 0.0707 | 0.0887 | 0.157 | 0.257 | 0.304 | Yes | Yes | Yes
Kaslo | 2.8 | 0.1 | 1.36 | 1.64 | 0.31 | 0.271 | 0.0615 | 0.08 | 0.132 | 0.226 | 0.271 | Yes | Yes | Yes
Kelowna | 1.7 | 0.1 | 0.865 | 1.035 | 0.4 | 0.302 | 0.07 | 0.088 | 0.155 | 0.255 | 0.302 | Yes | Yes | Yes
Kimberley | 3 | 0.2 | 1.55 | 1.85 | 0.33 | 0.311 | 0.0707 | 0.0927 | 0.153 | 0.261 | 0.311 | Yes | Yes | Yes
Kitimat Plant | 5.5 | 0.8 | 3.275 | 3.825 | 0.48 | 0.456 | 0.091 | 0.123 | 0.233 | 0.385 | 0.456 | Yes | Yes | Yes
Kitimat Townsite | 6.5 | 0.8 | 3.725 | 4.375 | 0.46 | 0.456 | 0.091 | 0.123 | 0.233 | 0.385 | 0.456 | Yes | Yes | Yes
Ladysmith | 2.4 | 0.4 | 1.48 | 1.72 | 0.4 | 1.7 | 0.636 | 0.773 | 1.28 | 1.65 | 1.7 | No | Yes | No
Langford | 1.8 | 0.3 | 1.11 | 1.29 | 0.4 | 2.07 | 0.887 | 1.09 | 1.74 | 2.06 | 2.07 | No | Yes | No
Lillooet | 2.1 | 0.1 | 1.045 | 1.255 | 0.44 | 0.503 | 0.147 | 0.187 | 0.289 | 0.442 | 0.503 | Yes | Yes | Yes
Lytton | 2.8 | 0.3 | 1.56 | 1.84 | 0.43 | 0.532 | 0.155 | 0.196 | 0.309 | 0.469 | 0.532 | Yes | Yes | Yes
Mackenzie | 5.1 | 0.2 | 2.495 | 3.005 | 0.32 | 0.314 | 0.0773 | 0.101 | 0.162 | 0.268 | 0.314 | Yes | Yes | Yes
Masset | 1.8 | 0.4 | 1.21 | 1.39 | 0.61 | 1.56 | 0.491 | 0.605 | 1.05 | 1.44 | 1.56 | No | No | No
McBride | 4.3 | 0.2 | 2.135 | 2.565 | 0.35 | 0.396 | 0.116 | 0.151 | 0.222 | 0.343 | 0.396 | Yes | Yes | Yes
McLeod Lake | 4.1 | 0.2 | 2.045 | 2.455 | 0.32 | 0.295 | 0.0707 | 0.092 | 0.15 | 0.251 | 0.295 | Yes | Yes | Yes
Merritt | 1.8 | 0.3 | 1.11 | 1.29 | 0.44 | 0.423 | 0.108 | 0.136 | 0.23 | 0.364 | 0.423 | Yes | Yes | Yes
Mission City | 2.4 | 0.3 | 1.38 | 1.62 | 0.43 | 1.01 | 0.354 | 0.439 | 0.692 | 0.949 | 1.01 | No | Yes | No
Montrose | 4.1 | 0.1 | 1.945 | 2.355 | 0.35 | 0.251 | 0.059 | 0.0753 | 0.124 | 0.21 | 0.251 | Yes | Yes | Yes
Nakusp | 4.4 | 0.1 | 2.08 | 2.52 | 0.33 | 0.259 | 0.0599 | 0.0773 | 0.127 | 0.216 | 0.259 | Yes | Yes | Yes
Nanaimo | 2.1 | 0.4 | 1.345 | 1.555 | 0.48 | 1.55 | 0.571 | 0.7 | 1.15 | 1.5 | 1.55 | No | Yes | No
Nelson | 4.2 | 0.1 | 1.99 | 2.41 | 0.33 | 0.255 | 0.0587 | 0.076 | 0.124 | 0.213 | 0.255 | Yes | Yes | Yes
Ocean Falls | 3.9 | 0.8 | 2.555 | 2.945 | 0.59 | 0.503 | 0.106 | 0.141 | 0.264 | 0.428 | 0.503 | Yes | Yes | Yes
Oliver | 1 | 0.1 | 0.55 | 1 | 0.52
Osoyoos | 1.1 | 0.1 | 0.595 | 1 | 0.4 | 0.365 | 0.0867 | 0.109 | 0.192 | 0.311 | 0.365 | Yes | Yes | Yes
Parksville | 2 | 0.4 | 1.3 | 1.5 | 0.48 | 1.46 | 0.509 | 0.638 | 1.08 | 1.41 | 1.46 | No | Yes | No
Penticton | 1.3 | 0.1 | 0.685 | 1 | 0.4 | 0.337 | 0.078 | 0.098 | 0.175 | 0.285 | 0.337 | Yes | Yes | Yes
Port Alberni | 2.6 | 0.4 | 1.57 | 1.83 | 0.32 | 1.66 | 0.594 | 0.768 | 1.29 | 1.61 | 1.66 | No | Yes | No
Port Alice | 1.1 | 0.4 | 0.895 | 1.005 | 0.48 | 1.86 | 0.84 | 1.06 | 1.64 | 1.85 | 1.86 | No | Yes | No
Port Hardy | 0.9 | 0.4 | 0.805 | 1 | 0.48 | 1.29 | 0.372 | 0.486 | 0.853 | 1.18 | 1.29 | No | Yes | No
Port McNeill | 1.1 | 0.4 | 0.895 | 1.005 | 0.48 | 1.31 | 0.385 | 0.504 | 0.878 | 1.21 | 1.31 | No | Yes | No
Port Renfrew | 1.1 | 0.4 | 0.895 | 1.005 | 0.52 | 2.32 | 0.923 | 1.18 | 1.94 | 2.28 | 2.32 | No | Yes | No
Powell River | 1.7 | 0.4 | 1.165 | 1.335 | 0.48 | 1.08 | 0.343 | 0.43 | 0.75 | 1.02 | 1.08 | No | Yes | No
Prince George | 3.4 | 0.2 | 1.73 | 2.07 | 0.37 | 0.234 | 0.0497 | 0.0644 | 0.114 | 0.195 | 0.234 | Yes | Yes | Yes
Prince Rupert | 1.9 | 0.4 | 1.255 | 1.445 | 0.54 | 0.684 | 0.149 | 0.199 | 0.367 | 0.587 | 0.684 | Yes | Yes | Yes
Princeton | 2.9 | 0.6 | 1.905 | 2.195 | 0.36 | 0.492 | 0.135 | 0.171 | 0.278 | 0.43 | 0.492 | Yes | Yes | Yes
Qualicum Beach | 2 | 0.4 | 1.3 | 1.5 | 0.48 | 1.45 | 0.496 | 0.633 | 1.08 | 1.39 | 1.45 | No | Yes | No
Queen Charlotte City | 1.8 | 0.4 | 1.21 | 1.39 | 0.61 | 2.52 | 1.05 | 1.28 | 2.03 | 2.45 | 2.52 | No | No | No
Quesnel | 3 | 0.1 | 1.45 | 1.75 | 0.31 | 0.225 | 0.0475 | 0.0605 | 0.111 | 0.188 | 0.225 | Yes | Yes | Yes
Revelstoke | 7.2 | 0.1 | 3.34 | 4.06 | 0.32 | 0.275 | 0.0634 | 0.082 | 0.135 | 0.23 | 0.275 | Yes | Yes | Yes
Salmon Arm | 3.5 | 0.1 | 1.675 | 2.025 | 0.39 | 0.264 | 0.0618 | 0.0787 | 0.132 | 0.222 | 0.264 | Yes | Yes | Yes
Sandspit | 1.8 | 0.4 | 1.21 | 1.39 | 0.72 | 2.2 | 0.833 | 1.02 | 1.68 | 2.11 | 2.2 | No | No | No
Sechelt | 1.8 | 0.4 | 1.21 | 1.39 | 0.48 | 1.25 | 0.455 | 0.559 | 0.9 | 1.2 | 1.25 | No | Yes | No
Sidney | 1.1 | 0.2 | 0.695 | 1 | 0.42 | 1.85 | 0.74 | 0.907 | 1.44 | 1.81 | 1.85 | No | Yes | No
Smithers | 3.5 | 0.2 | 1.775 | 2.125 | 0.4 | 0.236 | 0.0516 | 0.0645 | 0.118 | 0.197 | 0.236 | Yes | Yes | Yes
Smith River | 2.8 | 0.7 | 1.96 | 2.24 | 0.5 | 0.859 | 0.339 | 0.439 | 0.598 | 0.807 | 0.859 | No | Yes | No
Sooke | 1.3 | 0.3 | 0.885 | 1.015 | 0.48 | 2.21 | 0.873 | 1.07 | 1.78 | 2.17 | 2.21 | No | Yes | No
Squamish | 2.8 | 0.7 | 1.96 | 2.24 | 0.5 | 0.963 | 0.334 | 0.415 | 0.659 | 0.903 | 0.963 | No | Yes | No
Stewart | 7.9 | 0.8 | 4.355 | 5.145 | 0.36 | 0.427 | 0.0828 | 0.113 | 0.217 | 0.361 | 0.427 | Yes | Yes | Yes
Tahsis | 1.1 | 0.4 | 0.895 | 1.005 | 0.34 | 1.97 | 0.807 | 1 | 1.62 | 1.93 | 1.97 | No | Yes | No
Taylor | 2.3 | 0.1 | 1.135 | 1.365 | 0.4 | 0.267 | 0.0753 | 0.103 | 0.137 | 0.226 | 0.267 | Yes | Yes | Yes
Terrace | 5.4 | 0.6 | 3.03 | 3.57 | 0.36 | 0.406 | 0.08 | 0.107 | 0.205 | 0.342 | 0.406 | Yes | Yes | Yes
Tofino | 1.1 | 0.4 | 0.895 | 1.005 | 0.68 | 2.25 | 0.903 | 1.16 | 1.89 | 2.2 | 2.25 | No | No | No
Trail | 4.1 | 0.1 | 1.945 | 2.355 | 0.35 | 0.252 | 0.0594 | 0.076 | 0.125 | 0.21 | 0.251 | Yes | Yes | Yes
Ucluelet | 1 | 0.4 | 0.85 | 1 | 0.68 | 2.3 | 0.936 | 1.21 | 1.96 | 2.26 | 2.3 | No | No | No
1
Burnaby (Simon Fraser Univ.) | 2.9 | 0.7 | 2.005 | 2.295 | 0.47 | 1.14 | 0.416 | 0.513 | 0.806 | 1.08 | 1.14 | No | Yes | No
Cloverdale | 2.5 | 0.2 | 1.325 | 1.575 | 0.44 | 1.18 | 0.434 | 0.535 | 0.839 | 1.13 | 1.18 | No | Yes | No
Haney | 2.4 | 0.2 | 1.28 | 1.52 | 0.44 | 1.06 | 0.378 | 0.467 | 0.736 | 1 | 1.06 | No | Yes | No
Ladner | 1.3 | 0.2 | 0.785 | 1 | 0.46 | 1.34 | 0.504 | 0.618 | 0.971 | 1.29 | 1.34 | No | Yes | No
Langley | 2.4 | 0.2 | 1.28 | 1.52 | 0.44 | 1.15 | 0.419 | 0.517 | 0.812 | 1.09 | 1.15 | No | Yes | No
New Westminster | 2.3 | 0.2 | 1.235 | 1.465 | 0.44 | 1.18 | 0.433 | 0.533 | 0.837 | 1.12 | 1.18 | No | Yes | No
North Vancouver | 3 | 0.3 | 1.65 | 1.95 | 0.45 | 1.17 | 0.429 | 0.529 | 0.831 | 1.11 | 1.17 | No | Yes | No
Richmond | 1.5 | 0.2 | 0.875 | 1.025 | 0.45 | 1.29 | 0.479 | 0.589 | 0.924 | 1.23 | 1.29 | No | Yes | No
Surrey (88 Ave and 156 St.) | 2.4 | 0.3 | 1.38 | 1.62 | 0.33 | 1.17 | 0.427 | 0.525 | 0.824 | 1.11 | 1.17 | No | Yes | No
Vancouver (City Hall) | 1.8 | 0.2 | 1.01 | 1.19 | 0.45 | 1.24 | 0.458 | 0.563 | 0.884 | 1.18 | 1.24 | No | Yes | No
Vancouver (Granville St. and 41st Ave) | 1.9 | 0.3 | 1.155 | 1.345 | 0.45 | 1.26 | 0.466 | 0.573 | 0.899 | 1.2 | 1.26 | No | Yes | No
West Vancouver | 2.4 | 0.2 | 1.28 | 1.52 | 0.48 | 1.2 | 0.441 | 0.544 | 0.855 | 1.14 | 1.2 | No | Yes | No
Vernon | 2.2 | 0.1 | 1.09 | 1.31 | 0.4 | 0.273 | 0.0639 | 0.0807 | 0.138 | 0.23 | 0.273 | Yes | Yes | Yes
Victoria | 1.1 | 0.2 | 0.695 | 1 | 0.57 | 2.01 | 0.86 | 1.06 | 1.68 | 2 | 2.01 | No | Yes | No
Victoria (Gonzales Hts) | 1.5 | 0.3 | 0.975 | 1.125 | 0.57 | 1.99 | 0.853 | 1.05 | 1.66 | 1.98 | 1.99 | No | Yes | No
Victoria (Mt Tolmie) | 2.1 | 0.3 | 1.245 | 1.455 | 0.57 | 1.96 | 0.82 | 1.01 | 1.6 | 1.94 | 1.96 | No | Yes | No
Whistler | 9.5 | 0.9 | 5.175 | 6.125 | 0.32 | 0.748 | 0.239 | 0.301 | 0.478 | 0.684 | 0.748 | No | Yes | No
White Rock | 2 | 0.2 | 1.1 | 1.3 | 0.44 | 1.27 | 0.471 | 0.579 | 0.907 | 1.21 | 1.27 | No | Yes | No
Williams Lake | 2.4 | 0.2 | 1.28 | 1.52 | 0.35 | 0.274 | 0.064 | 0.0813 | 0.14 | 0.231 | 0.274 | Yes | Yes | Yes
Youbou | 3.5 | 0.7 | 2.275 | 2.625 | 0.32 | 1.92 | 0.707 | 0.9 | 1.5 | 1.87 | 1.92 | No | Yes | No

## NBC_List (hidden)
Province | Location Name | GeoGratis Latitude | GeoGratis Longitude | Map Link | OpenMap Latitude | OpenMap Longitude | Map Link | Distance Between (m) | Latitude | Longitude | Map Link | Elevation | 2.5% °C | 1% °C | Dry °C | Wet °C | DegreeDays Below 18°C | 15 Min. Rain, mm | One Day Rain, 1/50, mm | Ann. Rain, mm | Moist. Index | Ann. Tot. Ppn., mm | Driving Rain Wind Pressures, Pa, 1/5 | Ss | Sr | 2025-01-10 | 1/50
BC | 100 Mile House | 51.6428 | -121.2956 | View Map | 51.6428 | -121.2957 | View Map | 9.5913 | 51.6428 | -121.2956 | View Map | 1040 | -30 | -32 | 29 | 17 | 5030 | 10 | 48 | 300 | 0.4 | 425 | 60 | 2.6 | 0.3 | 0.27 | 0.35
BC | Abbotsford | 49.05 | -122.2833 | View Map | 49.0521 | -122.3295 | View Map | 3371.3591 | 49.05 | -122.2833 | View Map | 70 | -8 | -10 | 29 | 20 | 2860 | 12 | 112 | 1525 | 1.6 | 1600 | 160 | 2 | 0.3 | 0.33 | 0.44
BC | Agassiz | No match | No match | No match | 49.2394 | -121.7651 | View Map | #VALUE! | 49.2394 | -121.7651 | View Map | 15 | -9 | -11 | 31 | 21 | 2750 | 8 | 128 | 1650 | 1.7 | 1700 | 160 | 2.4 | 0.7 | 0.35 | 0.47
BC | Alberni | 49.2344 | -124.8058 | View Map | 49.2667 | -124.8 | View Map | 3607.9607 | 49.2344 | -124.8058 | View Map | 12 | -5 | -8 | 31 | 19 | 3100 | 10 | 144 | 1900 | 2 | 2000 | 220 | 2.6 | 0.4 | 0.24 | 0.32
BC | Ashcroft | 50.7214 | -121.2836 | View Map | 50.7212 | -121.2835 | View Map | 17.1379 | 50.7214 | -121.2836 | View Map | 305 | -24 | -27 | 34 | 20 | 3700 | 10 | 37 | 250 | 0.3 | 300 | 80 | 1.7 | 0.1 | 0.29 | 0.38
BC | Bamfield | No match | No match | No match | 48.8331 | -125.1411 | View Map | #VALUE! | 48.8331 | -125.1411 | View Map | 20 | -2 | -4 | 23 | 17 | 3080 | 13 | 170 | 2870 | 3 | 2890 | 280 | 1 | 0.4 | 0.38 | 0.5
BC | Beatton River | No match | No match | No match | 57.1784 | -121.2402 | View Map | #VALUE! | 57.1784 | -121.2402 | View Map | 840 | -37 | -39 | 26 | 18 | 6300 | 15 | 64 | 330 | 0.5 | 450 | 80 | 3.3 | 0.1 | 0.23 | 0.3
BC | Bella Bella | 52.1619 | -128.145 | View Map | 52.1846 | -128.1569 | View Map | 2646.147 | 52.1619 | -128.145 | View Map | 25 | -5 | -7 | 23 | 18 | 3180 | 13 | 145 | 2715 | 2.8 | 2800 | 350 | 2.6 | 0.8 | 0.4 | 0.5
BC | Bella Coola | 52.3833 | -126.75 | View Map | 52.3723 | -126.7557 | View Map | 1285.5556 | 52.3833 | -126.75 | View Map | 40 | -14 | -18 | 27 | 19 | 3560 | 10 | 140 | 1500 | 1.9 | 1700 | 350 | 4.5 | 0.8 | 0.29 | 0.39
BC | Burns Lake | 54.2303 | -125.7644 | View Map | 54.2303 | -125.7645 | View Map | 3.9771 | 54.2303 | -125.7644 | View Map | 755 | -31 | -34 | 26 | 17 | 5450 | 12 | 54 | 300 | 0.6 | 450 | 100 | 3.4 | 0.2 | 0.29 | 0.39
BC | Cache Creek | No match | No match | No match | 50.8132 | -121.3242 | View Map | #VALUE! | 50.8132 | -121.3242 | View Map | 455 | -24 | -27 | 34 | 20 | 3700 | 10 | 37 | 250 | 0.3 | 300 | 80 | 1.7 | 0.2 | 0.29 | 0.39
BC | Campbell River | 50.0231 | -125.2436 | View Map | 50.0231 | -125.2442 | View Map | 38.7566 | 50.0231 | -125.2436 | View Map | 20 | -5 | -7 | 26 | 18 | 3000 | 10 | 116 | 1500 | 1.6 | 1600 | 260 | 2.8 | 0.4 | 0.41 | 0.48
BC | Carmi | No match | No match | No match | 49.4947 | -119.1242 | View Map | #VALUE! | 49.4947 | -119.1242 | View Map | 845 | -24 | -26 | 31 | 19 | 4750 | 10 | 64 | 325 | 0.4 | 550 | 60 | 3.6 | 0.2 | 0.29 | 0.38
BC | Castlegar | 49.3244 | -117.6669 | View Map | 49.3162 | -117.6636 | View Map | 951.7914 | 49.3244 | -117.6669 | View Map | 430 | -18 | -20 | 32 | 20 | 3580 | 10 | 54 | 560 | 0.6 | 700 | 60 | 4.2 | 0.1 | 0.26 | 0.34
BC | Chetwynd | 55.6958 | -121.6383 | View Map | 55.6959 | -121.6382 | View Map | 11.7244 | 55.6958 | -121.6383 | View Map | 605 | -35 | -38 | 27 | 18 | 5500 | 15 | 70 | 400 | 0.6 | 625 | 60 | 2.4 | 0.2 | 0.3 | 0.4
BC | Chilliwack | 49.1667 | -121.95 | View Map | 49.171 | -121.9526 | View Map | 514.0456 | 49.1667 | -121.95 | View Map | 10 | -9 | -11 | 30 | 20 | 2780 | 8 | 139 | 1625 | 1.7 | 1700 | 160 | 2.2 | 0.3 | 0.35 | 0.47
BC | Comox | No match | No match | No match | 49.6728 | -124.9276 | View Map | #VALUE! | 49.6728 | -124.9276 | View Map | 15 | -7 | -9 | 27 | 18 | 2930 | 10 | 106 | 1175 | 1.3 | 1200 | 260 | 2.4 | 0.4 | 0.41 | 0.48
BC | Courtenay | 49.6894 | -124.9958 | View Map | 49.6894 | -124.9955 | View Map | 24.613 | 49.6894 | -124.9958 | View Map | 10 | -7 | -9 | 28 | 18 | 2930 | 10 | 106 | 1400 | 1.5 | 1450 | 260 | 2.4 | 0.4 | 0.41 | 0.48
BC | Cranbrook | 49.5081 | -115.7469 | View Map | 49.5107 | -115.7673 | View Map | 1498.2859 | 49.5081 | -115.7469 | View Map | 910 | -26 | -28 | 32 | 18 | 4400 | 12 | 59 | 275 | 0.3 | 400 | 100 | 3 | 0.2 | 0.25 | 0.33
BC | Crescent Valley | No match | No match | No match | 49.4467 | -117.5574 | View Map | #VALUE! | 49.4467 | -117.5574 | View Map | 585 | -18 | -20 | 31 | 20 | 3650 | 10 | 54 | 675 | 0.8 | 850 | 80 | 4.2 | 0.1 | 0.25 | 0.33
BC | Crofton | No match | No match | No match | 48.8609 | -123.6448 | View Map | #VALUE! | 48.8609 | -123.6448 | View Map | 5 | -4 | -6 | 28 | 19 | 2880 | 8 | 86 | 925 | 1.1 | 950 | 160 | 1.8 | 0.2 | 0.32 | 0.4
BC | Dawson Creek | 55.7606 | -120.2356 | View Map | 55.7605 | -120.2364 | View Map | 55.7099 | 55.7606 | -120.2356 | View Map | 665 | -38 | -40 | 27 | 18 | 5900 | 18 | 75 | 325 | 0.5 | 475 | 100 | 2.5 | 0.2 | 0.3 | 0.4
BC | Dease Lake | 58.4333 | -130.0242 | View Map | 58.6321 | -130.0372 | View Map | 22113.4901 | 58.4333 | -130.0242 | View Map | 800 | -37 | -40 | 24 | 15 | 6730 | 10 | 45 | 265 | 0.6 | 425 | 50 | 2.8 | 0.1 | 0.23 | 0.3
BC | Dog Creek | No match | No match | No match | 51.5833 | -122.25 | View Map | #VALUE! | 51.5833 | -122.25 | View Map | 450 | -28 | -30 | 29 | 17 | 4800 | 10 | 48 | 275 | 0.4 | 375 | 100 | 1.8 | 0.2 | 0.27 | 0.35
BC | Duncan | 48.7786 | -123.7081 | View Map | 48.7787 | -123.708 | View Map | 8.5135 | 48.7786 | -123.7081 | View Map | 10 | -6 | -8 | 28 | 19 | 2980 | 8 | 103 | 1000 | 1.1 | 1050 | 180 | 1.8 | 0.4 | 0.31 | 0.39
BC | Elko | No match | No match | No match | 49.3 | -115.1167 | View Map | #VALUE! | 49.3 | -115.1167 | View Map | 1065 | -28 | -31 | 30 | 19 | 4600 | 13 | 64 | 440 | 0.5 | 650 | 100 | 3.6 | 0.2 | 0.3 | 0.4
BC | Fernie | 49.5042 | -115.0628 | View Map | 49.5042 | -115.0629 | View Map | 6.4828 | 49.5042 | -115.0628 | View Map | 1010 | -27 | -30 | 30 | 19 | 4750 | 13 | 118 | 860 | 0.9 | 1175 | 100 | 4.5 | 0.2 | 0.3 | 0.4
BC | Fort Nelson | 58.8056 | -122.6972 | View Map | 58.8062 | -122.6943 | View Map | 184.7863 | 58.8056 | -122.6972 | View Map | 465 | -39 | -42 | 28 | 18 | 6710 | 15 | 70 | 325 | 0.6 | 450 | 80 | 2.4 | 0.1 | 0.23 | 0.3
BC | Fort St. John | 56.2525 | -120.8467 | View Map | 56.2524 | -120.8469 | View Map | 20.1214 | 56.2525 | -120.8467 | View Map | 685 | -35 | -37 | 26 | 18 | 5750 | 15 | 72 | 320 | 0.5 | 475 | 100 | 2.8 | 0.1 | 0.29 | 0.39
BC | Glacier | No match | No match | No match | 50.5488 | -115.1823 | View Map | #VALUE! | 50.5488 | -115.1823 | View Map | 1145 | -27 | -30 | 27 | 17 | 5800 | 10 | 70 | 625 | 0.8 | 1500 | 80 | 9.4 | 0.2 | 0.24 | 0.32
BC | Golden | 51.2978 | -116.9647 | View Map | 51.2992 | -116.9643 | View Map | 163.2478 | 51.2978 | -116.9647 | View Map | 790 | -27 | -30 | 30 | 17 | 4750 | 10 | 55 | 325 | 0.6 | 500 | 100 | 3.7 | 0.2 | 0.26 | 0.35
BC | Gold River | No match | No match | No match | 49.7808 | -126.0473 | View Map | #VALUE! | 49.7808 | -126.0473 | View Map | 120 | -8 | -11 | 31 | 18 | 3230 | 13 | 200 | 2730 | 2.8 | 2850 | 250 | 2.8 | 0.6 | 0.24 | 0.32
BC | Grand Forks | 49.0311 | -118.4392 | View Map | 49.0312 | -118.4392 | View Map | 13.1652 | 49.0311 | -118.4392 | View Map | 565 | -19 | -22 | 34 | 20 | 3820 | 10 | 48 | 390 | 0.5 | 475 | 80 | 2.8 | 0.1 | 0.3 | 0.4
BC | Greenwood | No match | No match | No match | 49.0896 | -118.6769 | View Map | #VALUE! | 49.0896 | -118.6769 | View Map | 745 | -20 | -23 | 34 | 20 | 4100 | 10 | 64 | 430 | 0.5 | 550 | 80 | 3.6 | 0.1 | 0.3 | 0.4
BC | Hope | 49.38 | -121.4414 | View Map | 49.38 | -121.4416 | View Map | 14.407 | 49.38 | -121.4414 | View Map | 40 | -13 | -15 | 31 | 20 | 2820 | 8 | 139 | 1825 | 1.9 | 1900 | 140 | 2.8 | 0.7 | 0.47 | 0.63
BC | Jordan River | No match | No match | No match | 48.4534 | -124.0289 | View Map | #VALUE! | 48.4534 | -124.0289 | View Map | 20 | -1 | -3 | 22 | 17 | 2900 | 12 | 170 | 2300 | 2.4 | 2370 | 250 | 1.2 | 0.4 | 0.44 | 0.55
BC | Kamloops | 50.6758 | -120.3394 | View Map | 50.6758 | -120.3394 | View Map | 2.1523 | 50.6758 | -120.3394 | View Map | 355 | -23 | -25 | 34 | 20 | 3450 | 13 | 42 | 225 | 0.2 | 275 | 80 | 1.8 | 0.2 | 0.3 | 0.4
BC | Kaslo | No match | No match | No match | 49.9122 | -116.905 | View Map | #VALUE! | 49.9122 | -116.905 | View Map | 545 | -17 | -20 | 30 | 19 | 3830 | 10 | 55 | 660 | 0.8 | 850 | 80 | 2.8 | 0.1 | 0.23 | 0.31
BC | Kelowna | 49.8881 | -119.4956 | View Map | 49.8879 | -119.4959 | View Map | 29.1706 | 49.8881 | -119.4956 | View Map | 350 | -17 | -20 | 33 | 20 | 3400 | 12 | 43 | 260 | 0.3 | 325 | 80 | 1.7 | 0.1 | 0.3 | 0.4
BC | Kimberley | 49.685 | -115.9817 | View Map | 49.6851 | -115.9819 | View Map | 22.4204 | 49.685 | -115.9817 | View Map | 1090 | -25 | -27 | 31 | 18 | 4650 | 12 | 59 | 350 | 0.4 | 500 | 100 | 3 | 0.2 | 0.25 | 0.33
BC | Kitimat Plant | No match | No match | No match | No match | No match | No match | #VALUE! | No match | No match | No match | 15 | -16 | -18 | 25 | 16 | 3750 | 13 | 193 | 2100 | 2.2 | 2500 | 220 | 5.5 | 0.8 | 0.36 | 0.48
BC | Kitimat Townsite | No match | No match | No match | No match | No match | No match | #VALUE! | No match | No match | No match | 130 | -16 | -18 | 24 | 16 | 3900 | 13 | 171 | 1900 | 2 | 2300 | 220 | 6.5 | 0.8 | 0.36 | 0.48
BC | Ladysmith | 48.9933 | -123.8156 | View Map | 48.9937 | -123.8158 | View Map | 40.1598 | 48.9933 | -123.8156 | View Map | 80 | -7 | -9 | 27 | 19 | 2920 | 8 | 97 | 1075 | 1.2 | 1160 | 180 | 2.4 | 0.4 | 0.32 | 0.4
BC | Langford | No match | No match | No match | 48.4498 | -123.5047 | View Map | #VALUE! | 48.4498 | -123.5047 | View Map | 80 | -4 | -6 | 27 | 19 | 2750 | 9 | 135 | 1095 | 1.2 | 1125 | 220 | 1.8 | 0.3 | 0.32 | 0.4
BC | Lillooet | 50.6939 | -121.9336 | View Map | 50.6939 | -121.9337 | View Map | 7.8389 | 50.6939 | -121.9336 | View Map | 245 | -21 | -23 | 34 | 20 | 3400 | 10 | 70 | 300 | 0.3 | 350 | 100 | 2.1 | 0.1 | 0.33 | 0.44
BC | Lytton | No match | No match | No match | 50.2311 | -121.5816 | View Map | #VALUE! | 50.2311 | -121.5816 | View Map | 325 | -17 | -20 | 35 | 20 | 3300 | 10 | 70 | 330 | 0.3 | 425 | 80 | 2.8 | 0.3 | 0.32 | 0.43
BC | Mackenzie | 55.3244 | -123.0928 | View Map | 55.3244 | -123.0926 | View Map | 11.8916 | 55.3244 | -123.0928 | View Map | 765 | -34 | -38 | 27 | 17 | 5550 | 10 | 50 | 350 | 0.5 | 650 | 60 | 5.1 | 0.2 | 0.25 | 0.32
BC | Masset | 54.0111 | -132.1467 | View Map | 54.0124 | -132.1452 | View Map | 175.9935 | 54.0111 | -132.1467 | View Map | 10 | -5 | -7 | 17 | 15 | 3700 | 13 | 80 | 1350 | 1.5 | 1400 | 400 | 1.8 | 0.4 | 0.5 | 0.61
BC | McBride | 53.3042 | -120.1639 | View Map | 53.3042 | -120.1641 | View Map | 12.4774 | 53.3042 | -120.1639 | View Map | 730 | -29 | -32 | 29 | 18 | 4980 | 13 | 54 | 475 | 0.6 | 650 | 60 | 4.3 | 0.2 | 0.27 | 0.35
BC | McLeod Lake | No match | No match | No match | 54.989 | -123.042 | View Map | #VALUE! | 54.989 | -123.042 | View Map | 695 | -35 | -37 | 27 | 17 | 5450 | 10 | 50 | 350 | 0.5 | 650 | 60 | 4.1 | 0.2 | 0.25 | 0.32
BC | Merritt | No match | No match | No match | 50.1125 | -120.7884 | View Map | #VALUE! | 50.1125 | -120.7884 | View Map | 570 | -24 | -27 | 34 | 20 | 3900 | 8 | 54 | 240 | 0.2 | 310 | 80 | 1.8 | 0.3 | 0.33 | 0.44
BC | Mission City | No match | No match | No match | 49.1338 | -122.3038 | View Map | #VALUE! | 49.1338 | -122.3038 | View Map | 45 | -9 | -11 | 30 | 20 | 2850 | 13 | 123 | 1650 | 1.7 | 1700 | 160 | 2.4 | 0.3 | 0.32 | 0.43
BC | Montrose | No match | No match | No match | 49.0784 | -117.5929 | View Map | #VALUE! | 49.0784 | -117.5929 | View Map | 615 | -16 | -18 | 32 | 20 | 3600 | 10 | 54 | 480 | 0.6 | 700 | 60 | 4.1 | 0.1 | 0.26 | 0.35
BC | Nakusp | 50.2392 | -117.7975 | View Map | 50.2396 | -117.7974 | View Map | 49.8601 | 50.2392 | -117.7975 | View Map | 445 | -20 | -22 | 31 | 20 | 3560 | 10 | 60 | 650 | 0.8 | 850 | 60 | 4.4 | 0.1 | 0.25 | 0.33
BC | Nanaimo | 49.1639 | -123.9381 | View Map | 49.1639 | -123.9381 | View Map | 4.9803 | 49.1639 | -123.9381 | View Map | 15 | -6 | -8 | 27 | 19 | 2920 | 10 | 91 | 1000 | 1.1 | 1050 | 200 | 2.1 | 0.4 | 0.38 | 0.48
BC | Nelson | 58.8056 | -122.6972 | View Map | 49.4949 | -117.29 | View Map | 1092673.065 | 58.8056 | -122.6972 | View Map | 600 | -18 | -20 | 31 | 20 | 3500 | 10 | 59 | 460 | 0.6 | 700 | 60 | 4.2 | 0.1 | 0.25 | 0.33
BC | Ocean Falls | No match | No match | No match | 52.3504 | -127.69 | View Map | #VALUE! | 52.3504 | -127.69 | View Map | 10 | -10 | -12 | 23 | 17 | 3400 | 13 | 260 | 4150 | 4.2 | 4300 | 350 | 3.9 | 0.8 | 0.44 | 0.59
BC | Osoyoos | 49.0325 | -119.4683 | View Map | 49.0333 | -119.4667 | View Map | 152.7442 | 49.0325 | -119.4683 | View Map | 285 | -14 | -17 | 35 | 21 | 3100 | 10 | 48 | 275 | 0.3 | 310 | 60 | 1.1 | 0.1 | 0.3 | 0.4
BC | Parksville | 49.3181 | -124.3114 | View Map | 49.318 | -124.3117 | View Map | 27.9086 | 49.3181 | -124.3114 | View Map | 40 | -6 | -8 | 26 | 19 | 2990 | 10 | 91 | 1200 | 1.3 | 1250 | 200 | 2 | 0.4 | 0.4 | 0.48
BC | Penticton | 49.5008 | -119.5939 | View Map | 49.5003 | -119.5932 | View Map | 72.8302 | 49.5008 | -119.5939 | View Map | 350 | -15 | -17 | 33 | 20 | 3350 | 10 | 48 | 275 | 0.3 | 300 | 60 | 1.3 | 0.1 | 0.3 | 0.4
BC | Port Alberni | 49.2344 | -124.8058 | View Map | 49.2344 | -124.8057 | View Map | 15.7152 | 49.2344 | -124.8058 | View Map | 15 | -5 | -8 | 31 | 19 | 3100 | 10 | 161 | 1900 | 2 | 2000 | 240 | 2.6 | 0.4 | 0.24 | 0.32
BC | Port Alice | 50.4267 | -127.4881 | View Map | 50.4269 | -127.4881 | View Map | 25.3056 | 50.4267 | -127.4881 | View Map | 25 | -3 | -6 | 26 | 17 | 3010 | 13 | 200 | 3300 | 3.4 | 3340 | 220 | 1.1 | 0.4 | 0.24 | 0.32
BC | Port Hardy | 50.7244 | -127.4981 | View Map | 50.7244 | -127.4976 | View Map | 31.5314 | 50.7244 | -127.4981 | View Map | 5 | -5 | -7 | 20 | 16 | 3440 | 13 | 150 | 1775 | 1.9 | 1850 | 220 | 0.9 | 0.4 | 0.36 | 0.48
BC | Port McNeill | 50.5894 | -127.0836 | View Map | 50.5893 | -127.0839 | View Map | 23.3394 | 50.5894 | -127.0836 | View Map | 5 | -5 | -7 | 22 | 17 | 3410 | 13 | 128 | 1750 | 1.9 | 1850 | 260 | 1.1 | 0.4 | 0.36 | 0.48
BC | Port Renfrew | No match | No match | No match | 48.5542 | -124.4031 | View Map | #VALUE! | 48.5542 | -124.4031 | View Map | 20 | -3 | -5 | 24 | 17 | 2900 | 13 | 200 | 3600 | 3.6 | 3675 | 270 | 1.1 | 0.4 | 0.42 | 0.52
BC | Powell River | 49.8356 | -124.5244 | View Map | 49.8357 | -124.5244 | View Map | 13.5389 | 49.8356 | -124.5244 | View Map | 10 | -7 | -9 | 26 | 18 | 3100 | 10 | 80 | 1150 | 1.3 | 1200 | 220 | 1.7 | 0.4 | 0.39 | 0.48
BC | Prince George | 53.9131 | -122.7453 | View Map | 53.9129 | -122.7454 | View Map | 22.1281 | 53.9131 | -122.7453 | View Map | 580 | -32 | -36 | 28 | 18 | 4720 | 15 | 54 | 425 | 0.6 | 600 | 80 | 3.4 | 0.2 | 0.28 | 0.37
BC | Prince Rupert | 54.3128 | -130.3253 | View Map | 54.3127 | -130.3255 | View Map | 19.2234 | 54.3128 | -130.3253 | View Map | 20 | -13 | -15 | 19 | 15 | 3900 | 13 | 160 | 2750 | 2.8 | 2900 | 240 | 1.9 | 0.4 | 0.43 | 0.54
BC | Princeton | 49.4603 | -120.5078 | View Map | 49.4605 | -120.508 | View Map | 24.5701 | 49.4603 | -120.5078 | View Map | 655 | -24 | -29 | 33 | 19 | 4250 | 10 | 43 | 235 | 0.4 | 350 | 80 | 2.9 | 0.6 | 0.27 | 0.36
BC | Qualicum Beach | No match | No match | No match | 49.348 | -124.4439 | View Map | #VALUE! | 49.348 | -124.4439 | View Map | 10 | -7 | -9 | 27 | 19 | 2990 | 10 | 96 | 1200 | 1.3 | 1250 | 200 | 2 | 0.4 | 0.41 | 0.48
BC | Queen Charlotte City | 53.2547 | -132.1025 | View Map | 53.2528 | -132.074 | View Map | 1905.3907 | 53.2547 | -132.1025 | View Map | 35 | -6 | -8 | 21 | 16 | 3520 | 13 | 110 | 1300 | 1.5 | 1350 | 360 | 1.8 | 0.4 | 0.5 | 0.61
BC | Quesnel | 52.9797 | -122.4936 | View Map | 52.9794 | -122.4936 | View Map | 32.7198 | 52.9797 | -122.4936 | View Map | 475 | -31 | -33 | 30 | 17 | 4650 | 10 | 50 | 380 | 0.5 | 525 | 80 | 3 | 0.1 | 0.24 | 0.31
BC | Revelstoke | 50.9989 | -118.1958 | View Map | 50.998 | -118.1957 | View Map | 94.5316 | 50.9989 | -118.1958 | View Map | 440 | -20 | -23 | 31 | 19 | 4000 | 13 | 55 | 625 | 0.8 | 950 | 80 | 7.2 | 0.1 | 0.24 | 0.32
BC | Salmon Arm | 50.7 | -119.2667 | View Map | 50.7005 | -119.2791 | View Map | 873.9197 | 50.7 | -119.2667 | View Map | 425 | -19 | -24 | 33 | 21 | 3650 | 13 | 48 | 400 | 0.5 | 525 | 80 | 3.5 | 0.1 | 0.29 | 0.39
BC | Sandspit | 53.25 | -131.8167 | View Map | 53.2435 | -131.8281 | View Map | 1049.0553 | 53.25 | -131.8167 | View Map | 5 | -4 | -6 | 18 | 15 | 3450 | 13 | 86 | 1300 | 1.5 | 1350 | 500 | 1.8 | 0.4 | 0.59 | 0.72
BC | Sechelt | 49.4714 | -123.7631 | View Map | 49.4721 | -123.7631 | View Map | 80.8579 | 49.4714 | -123.7631 | View Map | 25 | -6 | -8 | 27 | 20 | 2680 | 10 | 75 | 1140 | 1.3 | 1200 | 160 | 1.8 | 0.4 | 0.38 | 0.48
BC | Sidney | 48.6506 | -123.3983 | View Map | 48.6506 | -123.3983 | View Map | 2.6206 | 48.6506 | -123.3983 | View Map | 10 | -4 | -6 | 26 | 18 | 2850 | 8 | 96 | 825 | 1 | 850 | 160 | 1.1 | 0.2 | 0.34 | 0.42
BC | Smithers | 54.7792 | -127.1761 | View Map | 54.7792 | -127.1761 | View Map | 4.5569 | 54.7792 | -127.1761 | View Map | 500 | -29 | -31 | 26 | 17 | 5040 | 13 | 60 | 325 | 0.6 | 500 | 120 | 3.5 | 0.2 | 0.3 | 0.4
BC | Smith River | No match | No match | No match | 59.8694 | -126.4039 | View Map | #VALUE! | 59.8694 | -126.4039 | View Map | 660 | -45 | -47 | 26 | 17 | 7100 | 10 | 64 | 300 | 0.6 | 500 | 40 | 2.8 | 0.1 | 0.24 | 0.3
BC | Sooke | No match | No match | No match | 48.3826 | -123.7315 | View Map | #VALUE! | 48.3826 | -123.7315 | View Map | 20 | -1 | -3 | 21 | 16 | 2900 | 9 | 130 | 1250 | 1.4 | 1280 | 220 | 1.3 | 0.3 | 0.38 | 0.48
BC | Squamish | 49.6981 | -123.1558 | View Map | 49.6981 | -123.1559 | View Map | 2.8638 | 49.6981 | -123.1558 | View Map | 5 | -9 | -11 | 29 | 20 | 2950 | 10 | 140 | 2050 | 2.1 | 2200 | 160 | 2.8 | 0.7 | 0.38 | 0.5
BC | Stewart | 55.9383 | -129.9911 | View Map | 55.9383 | -129.9912 | View Map | 4.8668 | 55.9383 | -129.9911 | View Map | 10 | -17 | -20 | 25 | 16 | 4350 | 13 | 135 | 1300 | 1.5 | 1900 | 180 | 7.9 | 0.8 | 0.27 | 0.36
BC | Tahsis | No match | No match | No match | 49.9152 | -126.6635 | View Map | #VALUE! | 49.9152 | -126.6635 | View Map | 25 | -4 | -6 | 26 | 18 | 3150 | 13 | 200 | 3845 | 3.9 | 3900 | 300 | 1.1 | 0.4 | 0.26 | 0.34
BC | Taylor | No match | No match | No match | 56.1592 | -120.6868 | View Map | #VALUE! | 56.1592 | -120.6868 | View Map | 515 | -35 | -37 | 26 | 18 | 5720 | 15 | 72 | 320 | 0.5 | 450 | 100 | 2.3 | 0.1 | 0.3 | 0.4
BC | Terrace | 54.5164 | -128.5997 | View Map | 54.5173 | -128.5995 | View Map | 98.7701 | 54.5164 | -128.5997 | View Map | 60 | -19 | -21 | 27 | 17 | 4150 | 13 | 120 | 950 | 1.1 | 1150 | 200 | 5.4 | 0.6 | 0.27 | 0.36
BC | Tofino | 49.1531 | -125.9044 | View Map | 49.153 | -125.9047 | View Map | 21.7391 | 49.1531 | -125.9044 | View Map | 10 | -2 | -4 | 20 | 16 | 3150 | 13 | 193 | 3275 | 3.4 | 3300 | 300 | 1.1 | 0.4 | 0.51 | 0.68
BC | Trail | 49.0944 | -117.7092 | View Map | 49.0945 | -117.7098 | View Map | 44.6337 | 49.0944 | -117.7092 | View Map | 440 | -14 | -17 | 33 | 20 | 3600 | 10 | 54 | 580 | 0.7 | 700 | 60 | 4.1 | 0.1 | 0.26 | 0.35
BC | Ucluelet | 48.9428 | -125.5461 | View Map | 48.9427 | -125.546 | View Map | 11.626 | 48.9428 | -125.5461 | View Map | 5 | -2 | -4 | 18 | 16 | 3120 | 13 | 180 | 3175 | 3.3 | 3200 | 280 | 1 | 0.4 | 0.51 | 0.68
BC | Burnaby (Simon Fraser Univ.) | No match | No match | No match | 49.2767 | -122.9178 | View Map | #VALUE! | 49.2767 | -122.9178 | View Map | 330 | -7 | -9 | 25 | 17 | 3100 | 10 | 150 | 1850 | 1.9 | 1950 | 160 | 2.9 | 0.7 | 0.35 | 0.47
BC | Cloverdale | No match | No match | No match | 49.1162 | -122.7215 | View Map | #VALUE! | 49.1162 | -122.7215 | View Map | 10 | -8 | -10 | 29 | 20 | 2700 | 10 | 112 | 1350 | 1.4 | 1400 | 160 | 2.5 | 0.2 | 0.33 | 0.44
BC | Haney | No match | No match | No match | 49.2184 | -122.625 | View Map | #VALUE! | 49.2184 | -122.625 | View Map | 10 | -9 | -11 | 30 | 20 | 2840 | 10 | 134 | 1800 | 1.9 | 1950 | 160 | 2.4 | 0.2 | 0.33 | 0.44
BC | Ladner | No match | No match | No match | 49.0975 | -123.0785 | View Map | #VALUE! | 49.0975 | -123.0785 | View Map | 3 | -6 | -8 | 27 | 19 | 2600 | 10 | 80 | 1000 | 1.1 | 1050 | 160 | 1.3 | 0.2 | 0.37 | 0.46
BC | Langley | No match | No match | No match | 49.1039 | -122.657 | View Map | #VALUE! | 49.1039 | -122.657 | View Map | 15 | -8 | -10 | 29 | 20 | 2700 | 10 | 112 | 1450 | 1.5 | 1500 | 160 | 2.4 | 0.2 | 0.33 | 0.44
BC | New Westminster | No match | No match | No match | 49.2182 | -122.895 | View Map | #VALUE! | 49.2182 | -122.895 | View Map | 10 | -8 | -10 | 29 | 19 | 2800 | 10 | 134 | 1500 | 1.6 | 1575 | 160 | 2.3 | 0.2 | 0.33 | 0.44
BC | North Vancouver | No match | No match | No match | 49.3206 | -123.0738 | View Map | #VALUE! | 49.3206 | -123.0738 | View Map | 135 | -7 | -9 | 26 | 19 | 2910 | 12 | 150 | 2000 | 2.1 | 2100 | 160 | 3 | 0.3 | 0.34 | 0.45
BC | Richmond | No match | No match | No match | 49.1632 | -123.1374 | View Map | #VALUE! | 49.1632 | -123.1374 | View Map | 5 | -7 | -9 | 27 | 19 | 2800 | 10 | 86 | 1070 | 1.2 | 1100 | 160 | 1.5 | 0.2 | 0.36 | 0.45
BC | Surrey (88 Ave & 156 St.) | No match | No match | No match | No match | No match | No match | #VALUE! | No match | No match | No match | 90 | -8 | -10 | 29 | 20 | 2750 | 10 | 128 | 1500 | 1.6 | 1575 | 160 | 2.4 | 0.3 | 0.33 | 0.44
BC | Vancouver (City Hall) | No match | No match | No match | 49.2609 | -123.114 | View Map | #VALUE! | 49.2609 | -123.114 | View Map | 40 | -7 | -9 | 28 | 20 | 2825 | 10 | 112 | 1325 | 1.4 | 1400 | 160 | 1.8 | 0.2 | 0.34 | 0.45
BC | Vancouver (Granville St. & 41st Ave) | No match | No match | No match | No match | No match | No match | #VALUE! | No match | No match | No match | 120 | -6 | -8 | 28 | 20 | 2925 | 10 | 107 | 1325 | 1.4 | 1400 | 160 | 1.9 | 0.3 | 0.36 | 0.45
BC | West Vancouver | No match | No match | No match | 49.3311 | -123.1595 | View Map | #VALUE! | 49.3311 | -123.1595 | View Map | 45 | -7 | -9 | 28 | 19 | 2950 | 12 | 150 | 1600 | 1.7 | 1700 | 160 | 2.4 | 0.2 | 0.36 | 0.48
BC | Vernon | 50.2656 | -119.2714 | View Map | 50.2669 | -119.2718 | View Map | 148.959 | 50.2656 | -119.2714 | View Map | 405 | -20 | -23 | 33 | 20 | 3600 | 13 | 43 | 350 | 0.4 | 400 | 80 | 2.2 | 0.1 | 0.3 | 0.4
BC | Victoria | 48.4283 | -123.3647 | View Map | 48.4283 | -123.365 | View Map | 17.1234 | 48.4283 | -123.3647 | View Map | 10 | -4 | -6 | 24 | 17 | 2650 | 8 | 91 | 800 | 1 | 825 | 220 | 1.1 | 0.2 | 0.46 | 0.57
BC | Victoria (Gonzales Hts) | No match | No match | No match | No match | No match | No match | #VALUE! | No match | No match | No match | 65 | -4 | -6 | 24 | 17 | 2700 | 9 | 91 | 600 | 0.8 | 625 | 220 | 1.5 | 0.3 | 0.46 | 0.57
BC | Victoria (Mt Tolmie) | No match | No match | No match | No match | No match | No match | #VALUE! | No match | No match | No match | 125 | -6 | -8 | 24 | 16 | 2700 | 9 | 91 | 775 | 1 | 800 | 220 | 2.1 | 0.3 | 0.46 | 0.57
BC | Whistler | 50.1167 | -122.9542 | View Map | 50.1172 | -122.9543 | View Map | 59.0178 | 50.1167 | -122.9542 | View Map | 665 | -17 | -20 | 30 | 20 | 4180 | 10 | 85 | 845 | 1 | 1215 | 160 | 9.5 | 0.9 | 0.24 | 0.32
BC | White Rock | No match | No match | No match | 49.0235 | -122.7979 | View Map | #VALUE! | 49.0235 | -122.7979 | View Map | 30 | -5 | -7 | 25 | 20 | 2620 | 10 | 80 | 1065 | 1.2 | 1100 | 160 | 2 | 0.2 | 0.33 | 0.44
BC | Williams Lake | 52.1292 | -122.14 | View Map | 52.1293 | -122.1397 | View Map | 21.6914 | 52.1292 | -122.14 | View Map | 615 | -30 | -33 | 29 | 17 | 4400 | 10 | 48 | 350 | 0.5 | 425 | 80 | 2.4 | 0.2 | 0.27 | 0.35
BC | Youbou | No match | No match | No match | 48.8728 | -124.1949 | View Map | #VALUE! | 48.8728 | -124.1949 | View Map | 200 | -5 | -8 | 31 | 19 | 3050 | 10 | 161 | 2000 | 2.1 | 2100 | 200 | 3.5 | 0.7 | 0.26 | 0.32
NOTE: Contents of these tables, including descriptions and values, have been edited from the original BCBC content with the intention to aid in calculator and user ease of understanding. While every effort has been made to maintain code logic and intent, please review direct code content for critital elements with your use.
Copyright (c) Province of British Columbia. All rights reserved. Reproduced with permission of the Province of British Columbia.

## DataValidation (hidden)
Answer | Yes
No
Type | Alley
Avenue
Boulevard
Circle
Court
Crescent
Drive
Expressway
Freeway
Highway
Lane
Parkway
Place
Road
Square
Street
Terrace
Trail
Way
Province |  | Alberta
| British Columbia | British Columbia
Manitoba
New Brunswick
Newfoundland and Labrador
Northwest Territories
Nova Scotia
Nunavut
Ontario
Prince Edward Island
Quebec
Saskatchewan
Yukon